## MPulse Master Parts List (expor
Inventory_ID_No | Inventory_Description | Primary_Supplier | Location | Group | Unit | Last_Price_Paid | Supplier_Part_No | Serial_Number | Mfg_Part_No | Owned_By | Manufacturer | Qty_in_Stock | Comments
PRT-491
PRT-485
PRT-554 |  |  |  |  | Each
PRT-561
HGHLD-BOP-PRT-0021 | Terminal TT-UKK5-D/24DC | Nordex USA JOBO | Highland 1 | WTGs | Each | 88.83 | 700073874 |  |  | Nordex USA |  | -2 | 4/26/2012 Kevin Wigell - From Nordex order number 19902 for lightning damage repair.,
KRAYN-NDX-PRT-0090 | Terminal TT-UKK5-D/24DC |  |  |  | PCE |  | 10198 |  |  |  |  | 0
KRAYN-NDX-PRT-1004 | Semiconductor Safety Device 690V, 700A | Nordex USA JOBO | Highland 1 | WTGs | Each | 434.58 | 700073875 |  |  | Nordex USA |  | 0 | 4/26/2012 Kevin Wigell - From Nordex order number 19902 for lightning damage repair.,
HGHLD-PRT-0012 | Access road gate locks | Grainger Highland North | Highland General | Access roads | Each | 27.04 | 42187115 |  | 6121KA-11G254 | EverPower |  | 0
PRT-009 | Yaw brake caliper kit | Nordex USA OandM | Highland 1 | WTGs | Each | 659 | [5 empty] | 0
PRT-010 | Yaw brake caliper bolts | Nordex USA OandM | Highland 1 | WTGs | Each | 22.71 | [5 empty] | 256
PRT-011 | Yaw brake caliper | Nordex USA OandM | Highland 1 | WTGs | Each | 1601.4 | [5 empty] | 32
PRT-012 | Cable Y-JZ 3 x 0.75mm | Nordex USA OandM | Highland 1 | WTGs | Each | 0.84 | [5 empty] | 8
HGHLD-BOP-PRT-0020 | Suppression Diode | Digi-Key | Highland 1 | WTGs | Each | 0.95 | 1.5KE33CA-TP |  |  | EverPower |  | 20 | 5/27/2014 Michael Hoffman - Diodes to solder onto Terminal TT-UKK5-D/24DC,
HGHLD-BOP-PRT-028 | Suppression Diode | Mouser Electronics | Highland General |  | Each | 22.9 | 651-2788090 |  |  | EverPower | Phoenix Contact | 9
PRT-015 | grease, high press., LGEP 2, 400gr | REpower USA | Howard | WTGs | Each |  | 10089 |  |  | REpower USA |  | 202
PRT-016 | Fine filter pad SK 3183 100 | REpower USA | Howard | WTGs | Each |  | 10093 |  |  | REpower USA |  | 200
REPWR-PRT-0008 | Fine filter pad SK 3183 100 |  |  | WTGs | Each | 0 | 10093 |  |  | REpower USA |  | 7
PRT-018 | lubricant,Molykote,G-rapid+, 1kg | REpower USA | Howard | WTGs | Each |  | 10273 |  |  | REpower USA |  | 19
PRT-019 | lubricant,adhesive-,OKS 495, 1kg | REpower USA | Howard | WTGs | Each |  | 10282 |  |  | REpower USA |  | 39
PRT-020 | Filter element 01.NR1000.32227.10VG.25G. | REpower USA | Howard | WTGs | Each |  | 11563 |  |  | REpower USA |  | 30
PRT-021 | Filter pad, f. filterbox IFRA-Geno | REpower USA | Howard | WTGs | Each |  | 16515 |  |  | REpower USA |  | 40
PRT-022 | 1power supply unit, 230V/24V-1,3 | REpower USA | Howard | WTGs | Each |  | 17235 |  |  | REpower USA |  | 1
REPWR-PRT-0147 | 1power supply unit, 230V/24V-1,3 |  |  | WTGs | Each | 0 | 17235 |  |  | REpower USA |  | 0
PRT-023 | Pressure filter cartridge 10Mikron 40523 | REpower USA | Howard | WTGs | Each |  | 17724 |  |  | REpower USA |  | 30
PRT-024 | magnetic card with holder f. rotor blade | REpower USA | Howard | WTGs | Each |  | 17745 |  |  | REpower USA |  | 10
PRT-025 | filter element for TWF1950, Internormen | REpower USA | Howard | WTGs | Each |  | 18088 |  |  | REpower USA |  | 30
PRT-026 | Oil, gearing-, Mobilgear SHC XMP 150,20l | REpower USA | Howard | WTGs | Each |  | 18125 |  |  | REpower USA |  | 40
PRT-027 | Carbon brush. 100mm Winergy #0337903 | REpower USA | Howard | WTGs | Each |  | 18196 |  |  | REpower USA |  | 466
PRT-028 | cable repair sleeve GSR50/10-250 | REpower USA | Howard | WTGs | Each |  | 18883 |  |  | REpower USA |  | 10
PRT-029 | cable repair sleeve GSR34/10-250 | REpower USA | Howard | WTGs | Each |  | 18884 |  |  | REpower USA |  | 10
PRT-030 | lock for tower BKS 2320 0013V | REpower USA | Howard | WTGs | Each |  | 18928 |  |  | REpower USA |  | 5
PRT-031 | magnetic card for rotor blades | REpower USA | Howard | WTGs | Each |  | 19100 |  |  | REpower USA |  | 97
PRT-032 | holder for bearing of a direction / vane | REpower USA | Howard | WTGs | Each |  | 19137 |  |  | REpower USA |  | 1
PRT-033 | FS211/N FAST-Bus-Slave,LWL 1x w.power su | REpower USA | Howard | WTGs | Each |  | 19426 |  |  | REpower USA |  | 2
PRT-034 | Clamping set,f.NT250,3-pol.ST,KZ51/03B | REpower USA | Howard | WTGs | Each |  | 19428 |  |  | REpower USA |  | 2
PRT-035 | CM202 CAN-BUS-Master, insulated | REpower USA | Howard | WTGs | Each |  | 19431 |  |  | REpower USA |  | 2
PRT-036 | Fast-Bus-Master, FM211 , LWL 1x | REpower USA | Howard | WTGs | Each |  | 19432 |  |  | REpower USA |  | 2
PRT-037 | Modul, input, dig., DI232 , 32x24V | REpower USA | Howard | WTGs | Each |  | 19433 |  |  | REpower USA |  | 4
KRAYN-BOP-PRT-0325 | ABB Revenue Meter CT's | ABB (manufacturer) | Highland 1 | Substation | Each | 6336.25 | P192645E4015050NC |  |  | EverPower | Hendrix | 0 | 5/12/2014 Kevin Wigell - These were installed/consumed. Not critical spare items.,
KRAYN-BOP-PRT-0333 | Tower door vent cover |  | Highland 1 | WTGs | Each | 821.5 |  | N/A |  | EverPower |  | 0 | 6/4/2012 Richard Kalinyak -,5/29/2012 Richard Kalinyak - Everpower had Dolen's Welding fabericate 2 of the hoods for WTG 22 and WTG 6 at Highland 1.,
PRT-041 | DIO216/4 Dig. input/output modul, dig. | REpower USA | Howard | WTGs | Each |  | 19436 |  |  | REpower USA |  | 2
PRT-042 | AO208/l ana. output modul | REpower USA | Howard | WTGs | Each |  | 19438 |  |  | REpower USA |  | 2
PRT-043 | Modul, output, dig., DO232, 32x24V 1,0A | REpower USA | Howard | WTGs | Each |  | 19439 |  |  | REpower USA |  | 2
PRT-044 | Modul, counter, CNT204/H | REpower USA | Howard | WTGs | Each |  | 19444 |  |  | REpower USA |  | 2
PRT-045 | BS208 busline 8plug | REpower USA | Howard | WTGs | Each |  | 19449 |  |  | REpower USA |  | 2
REPWR-PRT-0247 | BS208 busline 8plug |  |  | WTGs | Each | 0 | 19449 |  |  | REpower USA |  | 0
REPWR-PRT-0250 | Devoid modul, LM201, f.a slot |  |  | WTGs | Each | 0 | 19453 |  |  | REpower USA |  | 0
PRT-046 | Devoid modul, LM201, f.a slot | REpower USA | Howard | WTGs | Each |  |  |  |  | REpower USA |  | 2
PRT-047 | Measuring transducer Woodward,1A/690V | REpower USA | Howard | WTGs | Each |  | 19460 |  |  | REpower USA |  | 1
REPWR-PRT-0252 | Measuring transducer Woodward,1A/690V |  |  | WTGs | Each | 0 | 19460 |  |  | REpower USA |  | 0
PRT-048 | auxiliary switch GVAN11 | REpower USA | Howard | WTGs | Each |  | 19572 |  |  | REpower USA |  | 2
PRT-049 | Wind direction sensor 5m-plug-7m, MD | REpower USA | Howard | WTGs | Each |  | 19991 |  |  | REpower USA |  | 2
PRT-050 | fine filter pad SK 3182 100 | REpower USA | Howard | WTGs | Each |  | 20024 |  |  | REpower USA |  | 200
REPWR-PRT-0271 | fine filter pad SK 3182 100 |  |  | WTGs | Each | 0 | 20024 |  |  | REpower USA |  | 1
PRT-051 | Grease absorber PVC-bag, MD/MM | REpower USA | Howard | WTGs | Each |  | 20357 |  |  | REpower USA |  | 339
PRT-053 | Cover plate graese disposal box | REpower USA | Howard | WTGs | Each |  | 20466 |  |  | REpower USA |  | 30
REPWR-PRT-0293 | Cover plate graese disposal box |  |  | WTGs | Each | 0 | 20466 |  |  | REpower USA |  | 0
REPWR-PRT-0301 | lubricant,hydraulik-,Eco Hyd S+, 205l |  |  | WTGs | Each | 0 | 20630 |  |  | REpower USA |  | 0
PRT-054 | lubricant,hydraulik-,Eco Hyd S+, 205l | REpower USA | Howard | WTGs | Each |  | 20630 |  |  |  |  | 400.5
PRT-055 | Bottom plate for grease absorber bag,82B | REpower USA | Howard | WTGs | Each |  | 20701 |  |  | REpower USA |  | 30
PRT-056 | Rotary pulse encoder DN2048I, Winergy | REpower USA | Howard | WTGs | Each |  | 20720 |  |  | REpower USA |  | 2
PRT-057 | Rotational speed sensor, M12, PP | REpower USA | Howard | WTGs | Each |  | 20725 |  |  | REpower USA |  | 0
PRT-058 | Proximity switch , IA 12ASN04 POM1 | REpower USA | Howard | WTGs | Each |  | 20733 |  |  | REpower USA |  | 2
PRT-059 | rubber tape, self-rewelding, 50mm | REpower USA | Howard | WTGs | Each |  | 20903 |  |  | REpower USA |  | 5
PRT-060 | Filter pad, finely-SK 3181.100 | REpower USA | Howard | WTGs | Each |  | 20981 |  |  | REpower USA |  | 200
REPWR-PRT-0312 | Filter pad, finely-SK 3181.100 |  |  | WTGs | Each | 0 | 20981 |  |  | REpower USA |  | 0
REPWR-PRT-0318 | lubricant,Goldkontakt,250ml |  |  | WTGs | Each | 0 | 21110 |  |  | REpower USA |  | 0
PRT-061 | lubricant,Goldkontakt,250ml | REpower USA | Howard | WTGs | Each |  | 21110 |  |  | REpower USA |  | 6
PRT-062 | lubricant,hydraulik-,Eco Hyd S+, 20l | REpower USA | Howard | WTGs | Each |  | 21367 |  |  | REpower USA |  | 22
PRT-063 | PT100 L=100mm Winergy oil sump | REpower USA | Howard | WTGs | Each |  | 21502 |  |  | REpower USA |  | 2
REPWR-PRT-0329 | PT100 L=100mm Winergy oil sump |  |  | WTGs | Each | 0 | 21502 |  |  | REpower USA |  | 0
PRT-064 | Brake calliper act,rotor-,BSAK3000-MS30S | REpower USA | Howard | WTGs | Each |  | 21554 |  |  | REpower USA |  | 1
REPWR-PRT-1473 | Brake calliper act,rotor-,BSAK3000-MS30S |  |  | WTGs | Each | 0 | 21554D |  |  | REpower USA |  | 0
PRT-065 | Indicator pad abrasion BSAK without cabl | REpower USA | Howard | WTGs | Each |  | 21853 |  |  | REpower USA |  | 2
PRT-066 | Converter CSC3-Buer-DifV | REpower USA | Howard | WTGs | Each |  | 21857 |  |  | REpower USA |  | 2
PRT-067 | PT100 d=8x100 m/10m screened | REpower USA | Howard | WTGs | Each |  | 21929 |  |  | REpower USA |  | 3
PRT-068 | Slip ring unit MM92 / 3xM GD | REpower USA | Howard | WTGs | Each |  | 22617 |  |  | REpower USA |  | 2
PRT-069 | Sensor, oscillation PCH1026 MK1, MD/MM | REpower USA | Howard | WTGs | Each |  | 23220 |  |  | REpower USA |  | 2
REPWR-PRT-0400 | Sensor, oscillation PCH1026 MK1, MD/MM |  |  | WTGs | Each | 0 | 23220 |  |  | REpower USA |  | 0
PRT-070 | Limit switch, yaw, GF4C, 1:100, PP | REpower USA | Howard | WTGs | Each |  | 23913 |  |  | REpower USA |  | 2
PRT-071 | oil,gear-,Optigear Synth.A320, 208l | REpower USA | Howard | WTGs | Each |  | 24142 |  |  | REpower USA |  | 416
REPWR-PRT-0426 | oil,gear-,Optigear Synth.A320, 208l |  |  | WTGs | Each | 0 | 24142 |  |  | REpower USA |  | 20
REPWR-PRT-0427 | oil,gear-,Optigear Synth.A320, 20l |  |  | WTGs | Each | 0 | 24143 |  |  | REpower USA |  | 0
PRT-072 | oil,gear-,Optigear Synth.A320, 20l | REpower USA | Howard | WTGs | Each |  | 24143 |  |  | REpower USA |  | 40
PRT-073 | power supply Quint PS-100 240AC/24DC/10A | REpower USA | Howard | WTGs | Each |  | 24577 |  |  | REpower USA |  | 2
PRT-074 | contactor AC1=27A, AC3=5.5kW | REpower USA | Howard | WTGs | Each |  | 25472 |  |  | REpower USA |  | 1
PRT-075 | power supply Quint PS-100 240AC/24DC/5 | REpower USA | Howard | WTGs | Each |  | 25520 |  |  | REpower USA |  | 1
PRT-076 | Hydraulic unit, 60Hz, MM | REpower USA | Howard | WTGs | Each |  | 25719 |  |  | REpower USA |  | 1
PRT-137 | Hydraulic unit, 60Hz, MM | REpower USA | Howard | WTGs | Each |  | 25719A |  |  |  |  | 1
REPWR-PRT-0452 | Hydraulic unit, 60Hz, MM |  |  | WTGs | Each | 0 | 25719 |  |  | REpower USA |  | 0
REPWR-PRT-1475 | Hydraulic unit, 60Hz, MM |  |  | WTGs | Each | 0 | 25719A |  |  | REpower USA |  | 0
PRT-078 | Modul,input/output-, analog AIO288 | REpower USA | Howard | WTGs | Each |  | 25726 |  |  |  |  | 2
PRT-079 | lubricant,Molykote,Longterm 2+, 400gr | REpower USA | Howard | WTGs | Each |  | 25790 |  |  |  |  | 108
PRT-080 | Discharger VAV1000, 5kA | REpower USA | Howard | WTGs | Each |  | 26314 |  |  |  |  | 2
PRT-081 | contactor DILM400/22 RA250 | REpower USA | Howard | WTGs | Each |  | 26323 |  |  |  |  | 1
PRT-082 | power control relay - G2PU400VSY-DR | REpower USA | Howard | WTGs | Each |  | 27074 |  |  |  |  | 2
PRT-083 | Controller GEL 8231Y013b, Lust, 5M/MM92 | REpower USA | Howard | WTGs | Each |  | 27089 |  |  |  |  | 2
REPWR-PRT-0497 | Controller GEL 8231Y013b, Lust, 5M/MM92 |  |  | WTGs | Each | 0 | 27089 |  |  | REpower USA |  | 0
REPWR-PRT-1477 | Controller GEL 8231Y013b, Lust, 5M/MM92 |  |  | WTGs | Each | 0 | 27089D |  |  | REpower USA |  | 0
REPWR-PRT-1478 | Motor, Pitch, MOOG, MM92, FGVH*0107 |  |  | WTGs | Each | 0 | 28268D |  |  | REpower USA |  | 0
REPWR-PRT-0524 | Motor, Pitch, MOOG, MM92, FGVH*0107 |  |  | WTGs | Each | 0 | 28268 |  |  | REpower USA |  | 0
PRT-084 | Motor, Pitch, MOOG, MM92, FGVH*0107 | REpower USA | Howard | WTGs | Each |  | 28268 |  |  |  |  | 2
PRT-085 | TWIN-ENCODER Moog/R/AE 24B/SSI | REpower USA | Howard | WTGs | Each |  | 28664 |  |  |  |  | 6
REPWR-PRT-0540 | TWIN-ENCODER Moog/R/AE 24B/SSI |  |  | WTGs | Each | 0 | 28664 |  |  | REpower USA |  | 0
PRT-086 | Power switch 2500A 60Hz UL KP-36392 | REpower USA | Howard | WTGs | Each |  | 28969 |  |  |  |  | 1
REPWR-PRT-1484 | Power switch 2500A 60Hz UL KP-36392 |  |  | WTGs | Each | 0 | 28969D |  |  | REpower USA
REPWR-PRT-1485 | UPS Jovyatlas PM S1002-..-UL KP-35350 |  |  | WTGs | Each | 0 | 28974A |  |  | REpower USA
REPWR-PRT-1486 | UPS Jovyatlas PM S1002-..-UL KP-35350 |  |  | WTGs | Each | 0 | 28974D |  |  | REpower USA
PRT-087 | UPS Jovyatlas PM S1002-..-UL KP-35350 | REpower USA | Howard | WTGs | Each |  | 28974 |  |  |  |  | 2
REPWR-PRT-0586 | UPS Jovyatlas PM S1002-..-UL KP-35350 |  |  | WTGs | Each | 0 | 28974 |  |  | REpower USA |  | 0
PRT-088 | Fuse 15A, LPJ15-SP, 600V UL | REpower USA | Howard | WTGs | Each |  | 28976 |  |  |  |  | 3
PRT-089 | Fuse 30A, LPJ30-SP, 600V UL | REpower USA | Howard | WTGs | Each |  | 28977 |  |  |  |  | 3
PRT-090 | Fuse 60A, LPJ60-SP, 600V UL | REpower USA | Howard | WTGs | Each |  | 28978 |  |  |  |  | 3
PRT-091 | Controller f. main converter CSC3-HU-W-R | REpower USA | Howard |  | Each |  | 28979 |  |  |  |  | 2
REPWR-PRT-1487 | Controller f. main converter CSC3-HU-W-R |  |  | WTGs | Each | 0 | 28979D |  |  | REpower USA |  | 0
REPWR-PRT-1488 | Controller f. volt.converter CSC3-SU-W-A |  |  | WTGs | Each | 0 | 28980D |  |  | REpower USA
PRT-092 | Controller f. volt.converter CSC3-SU-W-A | REpower USA | Howard | WTGs | Each |  | 28980 |  |  |  |  | 2
PRT-093 | Fan MDK-T3085-Z4N-N... Geno Winergy 60Hz | REpower USA | Howard | WTGs | Each |  | 29022 |  |  |  |  | 1
PRT-094 | Control slip ring ø330,generator Win | REpower USA | Howard | WTGs | Each |  | 29024 |  |  |  |  | 1
PRT-095 | Brush SU434 ø330 for generator Winergy | REpower USA | Howard | WTGs | Each |  | 29031 |  |  |  |  | 1
PRT-096 | Transmitter IVO GM 400.Z33, Moog | REpower USA | Howard | WTGs | Each |  | 29126 |  |  |  |  | 6
REPWR-PRT-0614 | Transmitter IVO GM 400.Z33, Moog |  |  | WTGs | Each | 0 | 29126 |  |  | REpower USA |  | 0
REPWR-PRT-0642 | SC, L/409, LDA7413-D-HH-LD-WKA-ETL |  |  | WTGs | Each | 0 | 29463 |  |  | REpower USA |  | 0
PRT-097 | SC, L/409, LDA7413-D-HH-LD-WKA-ETL | REpower USA | Howard | WTGs | Each |  | 29463 |  |  |  |  | 0
PRT-098 | Fuse, FNQ-20, TRON , 60Hz | REpower USA | Howard | WTGs | Each |  | 29510 |  |  |  |  | 4
PRT-099 | Fuse, FNQ-30, TRON , 60Hz | REpower USA | Howard | WTGs | Each |  | 29511 |  |  |  |  | 5
PRT-100 | Power control relay- Tele G2UM300VL20 | REpower USA | Howard | WTGs | Each |  | 29647 |  |  |  |  | 2
REPWR-PRT-0668 | Power control relay- Tele G2UM300VL20 |  |  | WTGs | Each | 0 | 29647 |  |  | REpower USA |  | 0
REPWR-PRT-0708 | Insulating transformer |  |  | WTGs | Each | 0 | 29688 |  |  | REpower USA |  | 0
PRT-101 | Insulating transformer | REpower USA | Howard | WTGs | Each |  | 29688 |  |  |  |  | 2
PRT-102 | power control relay - G2UM500VL10 | REpower USA | Howard | WTGs | Each |  | 29692 |  |  |  |  | 2
REPWR-PRT-0712 | power control relay - G2UM500VL10 |  |  | WTGs | Each | 0 | 29692 |  |  | REpower USA |  | 0
REPWR-PRT-0722 | Line safety switch seperately driven fan |  |  | WTGs | Each | 0 | 29702 |  |  | REpower USA |  | 0
PRT-103 | Line safety switch seperately driven fan | REpower USA | Howard | WTGs | Each |  | 29702 |  |  |  |  | 1
PRT-104 | Limit switch -I 95°-J 91° | REpower USA | Howard | WTGs | Each |  | 29708 |  |  |  |  | 3
PRT-105 | Central lubrication pump | REpower USA | Howard | WTGs | Each |  | 29778 |  |  |  |  | 2
PRT-106 | Pitch gearbox, Bonfiglioli, MM82B/MM92 | REpower USA | Howard | WTGs | Each |  | 29903 |  |  |  |  | 1
REPWR-PRT-1491 | Pitch gearbox, Bonfiglioli, MM82B/MM92 |  |  | WTGs | Each | 0 | 29903D |  |  | REpower USA
PRT-107 | wind direction sensor ECONOMY w/o cable | REpower USA | Howard | WTGs | Each |  | 30160 |  |  |  |  | 2
REPWR-PRT-0750 | wind direction sensor ECONOMY w/o cable |  |  | WTGs | Each | 0 | 30160 |  |  | REpower USA |  | 0
REPWR-PRT-0753 | battery pack moog MM82/92 6/8B 3XM 2way |  |  | WTGs | Each | 0 | 30195 |  |  | REpower USA |  | 0
PRT-108 | battery pack moog MM82/92 6/8B 3XM 2way | REpower USA | Howard | WTGs | Each |  | 30195 |  |  |  |  | 4
PRT-109 | grease,Mobilith SHC 100, 380gr | REpower USA | Howard | WTGs | Each |  | 30372 |  |  |  |  | 23
PRT-110 | Pen for Touch-Screen Display SSTET | REpower USA | Howard | WTGs | Each |  | 30561 |  |  |  |  | 11
PRT-111 | Holder for pen PUC1 | REpower USA | Howard | WTGs | Each |  | 30562 |  |  |  |  | 10
PRT-112 | Module, processor, MPC270-128/512MB CF | REpower USA | Howard | WTGs | Each |  | 31581 |  |  |  |  | 0
REPWR-PRT-0777 | Module, processor, MPC270-128/512MB CF |  |  | WTGs | Each | 0 | 31581 |  |  | REpower USA |  | 0
REPWR-PRT-1492 | Module, processor, MPC270-128/512MB CF |  |  | WTGs | Each | 0 | 31581A |  |  | REpower USA
REPWR-PRT-1493 | Webterminal, WT305E |  |  | WTGs | Each | 0 | 31582D |  |  | REpower USA
REPWR-PRT-0778 | Webterminal, WT305E |  |  | WTGs | Each | 0 | 31582 |  |  | REpower USA |  | 0
PRT-113 | Webterminal, WT305E | REpower USA | Howard | WTGs | Each |  | 31582 |  |  |  |  | 2
PRT-114 | SC, L/405, LDA7413-3,2-ETL+LD-FP | REpower USA | Howard | WTGs | Each |  | 32151 |  |  |  |  | 0
REPWR-PRT-0791 | SC, L/405, LDA7413-3,2-ETL+LD-FP |  |  | WTGs | Each | 0 | 32151 |  |  | REpower USA |  | 0
REPWR-PRT-0812 | IEC motor BN112M 6 330/575-60 IP5 4 CLF |  |  | WTGs | Each | 0 | 33052 |  |  | REpower USA |  | 0
PRT-115 | IEC motor BN112M 6 330/575-60 IP5 4 CLF | REpower USA | Howard | WTGs | Each |  | 33052 |  |  |  |  | 1
PRT-116 | Fuse FNQ-10 , TRON, 60Hz | REpower USA | Howard | WTGs | Each |  | 33366 |  |  |  |  | 10
PRT-117 | Hydraulic unit, 160 bar, 60Hz, MM | REpower USA | Howard | WTGs | Each |  | 33410 |  |  |  |  | 1
REPWR-PRT-0821 | Hydraulic unit, 160 bar, 60Hz, MM |  |  | WTGs | Each | 0 | 33410 |  |  | REpower USA |  | 0
PRT-118 | Compact Flash Memory m.512MB,CF 200/512 | REpower USA | Howard | WTGs | Each |  | 33573 |  |  |  |  | 3
PRT-119 | Lifting device,NH110m, 440-480V, MM 60Hz | REpower USA | Howard | WTGs | Each |  | 34330 |  |  |  |  | 1
REPWR-PRT-0831 | Lifting device,NH110m, 440-480V, MM 60Hz |  |  | WTGs | Each | 0 | 34330 |  |  | REpower USA |  | 0
REPWR-PRT-1494 | Lifting device,NH110m, 440-480V, MM 60Hz |  |  | WTGs | Each | 0 | 34330A |  |  | REpower USA
REPWR-PRT-1495 | Lifting device,NH110m, 440-480V, MM 60Hz |  |  | WTGs | Each | 0 | 34330D |  |  | REpower USA
REPWR-PRT-1508 | Modul, Prozessor-, MPC293-128/512MB CF |  |  | WTGs | Each | 0 | 34356 |  |  | REpower USA
PRT-120 | Modul, Prozessor-, MPC293-128/512MB CF | REpower USA | Howard | WTGs | Each |  | 34356 |  |  |  |  | 2
PRT-121 | IGBT power Stack GM 302 TSSa Master PG1 | REpower USA | Howard | WTGs | Each |  | 34608 |  |  |  |  | 2
PRT-122 | IGBT power Stack GM 302 TSSa Master PG2 | REpower USA | Howard | WTGs | Each |  | 34609 |  |  |  |  | 2
PRT-123 | IGBT power Stack G-S 302 TSSa slave PG1 | REpower USA | Howard | WTGs | Each |  | 34748 |  |  |  |  | 2
REPWR-PRT-1532 | IGBT power Stack G-S 302 TSSa slave PG1 |  |  | WTGs |  |  | 34748A |  |  | REpower USA |  | 0
PRT-124 | IGBT power Stack G-S 302 TSSa slave PG2 | REpower USA | Howard | WTGs | Each |  | 34749 |  |  |  |  | 2
PRT-125 | AIR CONTACTOR 3-POLE, AC1=2000A,1000V/AC | REpower USA | Howard | WTGs | Each |  | 34765 |  |  |  |  | 1
REPWR-PRT-0844 | AIR CONTACTOR 3-POLE, AC1=2000A,1000V/AC |  |  | WTGs | Each | 0 | 34765 |  |  | REpower USA |  | -1
PRT-126 | Coupling incl. brake disc, ATEC, MM60Hz | REpower USA | Howard | WTGs | Each |  | 34867 |  |  |  |  | 1
PRT-127 | Lubrication- and cleaningset (Dietrich) | REpower USA | Howard | WTGs | Each |  | 35068 |  |  |  |  | 1
PRT-128 | slotted pan head screw M6x16 DIN921 GZn | REpower USA | Howard | WTGs | Each |  | 36463 |  |  |  |  | 20
PRT-129 | Flat head screw M 6x12 Torx TX30 DIN965 | REpower USA | Howard | WTGs | Each |  | 36464 |  |  |  |  | 20
PRT-130 | Test device for overspeed relay | REpower USA | Howard | WTGs | Each |  | 36467 |  |  |  |  | 1
PRT-131 | AC-Motor 112M6-B35T 60Hz,575V,3KW | REpower USA | Howard | WTGs | Each |  | 37641 |  |  |  |  | 1
REPWR-PRT-0913 | AC-Motor 112M6-B35T 60Hz,575V,3KW |  |  | WTGs | Each | 0 | 37641 |  |  | REpower USA |  | 0
REPWR-PRT-0982 | Braking module Rotor |  |  | WTGs | Each | 0 | 38467 |  |  | REpower USA |  | 0
PRT-132 | Braking module Rotor | REpower USA | Howard | WTGs | Each |  | 38467 |  |  |  |  | 2
PRT-133 | Braking module Azimut | REpower USA | Howard | WTGs | Each |  | 38469 |  |  |  |  | 2
REPWR-PRT-0984 | Braking module Azimut |  |  | WTGs | Each | 0 | 38469 |  |  | REpower USA |  | 0
PRT-134 | Intermediate plate HAWE/Svendborg | REpower USA | Howard | WTGs | Each |  | 38471 |  |  |  |  | 0
PRT-135 | Tensioning element Kit V cpl. DemagDCWin | REpower USA | Howard | WTGs | Each |  | 40081 |  |  |  |  | 3
REPWR-PRT-1100 | Tensioning element Kit V cpl. DemagDCWin |  |  | WTGs | Each | 0 | 40081 |  |  | REpower USA |  | 0
PRT-136 | Level switch FTL20-3120,60Hz, CPNHZ-224 | REpower USA | Howard | WTGs | Each |  | 41077 |  |  |  |  | 2
REPWR-PRT-1175 | Level switch FTL20-3120,60Hz, CPNHZ-224 |  |  | WTGs | Each | 0 | 41077 |  |  | REpower USA |  | 0
REPWR-PRT-1480 | battery charger E230 G288 Lust, MM92 |  |  | WTGs | Each | 0 | 28588A |  |  | REpower USA |  | 0
REPWR-PRT-1481 | battery charger E230 G288 Lust, MM92 |  |  | WTGs | Each | 0 | 28588D |  |  | REpower USA |  | 0
PRT-138 | battery charger E230 G288 Lust, MM92 | REpower USA | Howard | WTGs | Each |  | 28588A |  |  |  |  | 2
PRT-139 | servo converter Lust Pitchmaster CDE54.. | REpower USA | Howard | WTGs | Each |  | 29127A |  |  |  |  | 2
REPWR-PRT-1489 | servo converter Lust Pitchmaster CDE54.. |  |  | WTGs | Each | 0 | 29127A |  |  | REpower USA
REPWR-PRT-1490 | servo converter Lust Pitchmaster CDE54.. |  |  | WTGs | Each | 0 | 29127D |  |  | REpower USA
KRAYN-BOP-PRT-0314 | Replacement fuse IBS TR5 4AT | Nordex USA JOBO | Highland General | WTGs | Each | 8.26 |  |  |  | Nordex USA | Nordex USA Inc. | 5
KRAYN-NDX-PRT-0044 | Replacement fuse IBS TR5 4AT |  |  |  | PCE |  | 7253 |  |  |  |  | 0
KRAYN-NDX-PRT-1128 | Replacement fuse IBS TR5 4AT | Nordex USA JOBO | Highland 1 | WTGs | Each | 0 | 7253 |  |  | Nordex USA |  | 0
PRT-141 | Fuse, FRS-R-15A, 600V RK TD | HITE | Highland North | WTGs | Each | 9.99 | 5171250830 | N/A | 30051712508309 | EverPower | Cooper | 6
PRT-143 | 5W-30 motor oil |  | Assigned to Kevin | Vehicles | Gallons | 24.268 |  |  |  | EverPower |  | 0.75
PRT-144 | Jeep Grand Cherokee oil filter | Amazon | Assigned to Kevin | Vehicles | Each | 8 | L36135 |  |  | EverPower | Purolator | 0
PATTN-BOP-PRT-307 | HV bushing | ABB (parts) | Patton | Substation | Each | 2092 | 1210457001 |  | 1210457001 | EverPower |  | 1
PATTN-BOP-PRT-308 | LV bushing | ABB (parts) | Patton | Substation | Each | 1680 | 1210533003 |  | 1210533003 | EverPower |  | 1
KRAYN-BOP-PRT-0332 | PMT Oil Sampling Retro |  | Highland 1 | WTGs | Each | 105 |  |  |  | EverPower |  | 0 | 10/5/2012 Robert Warner - Oil Sampling retro was made by Everpower. To be installed in each PMT. when next samples are to be drawn at Highland 1.,
HGHLD-BOP-PRT-0008 | BUR YGHC29C29 250 MCM COMPGRD TAP | Wesco Tools | Highland General | Substation | Each | 23.32 | 78181022105 |  | 78181022105 | EverPower |  | 33 | 10/12/2012 Erik Widner - Connectors used for HINO Substation Grounds,
PRT-150 | 1 x 50' 4/0 Bare Copper | Wesco Tools | Highland North | Substation | Each | 188.5 | 470252 |  | 470252 | EverPower |  | 0 | 10/12/2012 Erik Widner - For HINO Substation ground replacement,
HGHLD-BOP-PRT-0010 | BUR YA28-2N 4/0AWG COP 2H LUG | Wesco Tools | Highland General | Substation | Each | 9.47 | 78181050365 |  | 78181050365 | EverPower | Burndy | 9 | 10/12/2012 Erik Widner - Burndy Lug's for HINO Substation ground replacements,
PRT-017 | Modem, Null-, Cable Length 3 mtr. LUST | REpower USA | Howard | WTGs | Each |  | 10271 |  |  | REpower USA |  | 1
KRAYN-NDX-PRT-0001 | cone-type bearing D=75/M20 |  |  |  | PCE |  | 1924 |  |  |  |  | 0
KRAYN-NDX-PRT-0002 | centre disk f. cone-type bearingØ75/M20 |  |  |  | PCE |  | 1925
KRAYN-NDX-PRT-0003 | stop wash. f. cone-type bearing Ø75/M20 |  |  |  | PCE |  | 1926
KRAYN-NDX-PRT-0004 | current collector complete F1951N |  |  |  | PCE |  | 1938
KRAYN-NDX-PRT-0005 | hyd. hose GH793-6DN10x1000 |  |  |  | PCE |  | 2432
KRAYN-NDX-PRT-0006 | armored hose VA E10, 1 1/4'' lg1000 |  |  |  | PCE |  | 3256
KRAYN-NDX-PRT-0007 | connection for pressure transducer |  |  |  | PCE |  | 3415
KRAYN-NDX-PRT-0008 | coil 24V DC 23 OHM |  |  |  | PCE |  | 3988 |  |  |  |  | 0
KRAYN-NDX-PRT-0009 | pressure gage NG 63 3/8 |  |  |  | PCE |  | 4650
KRAYN-NDX-PRT-1023 | pressure gage NG 63 3/8 | Nordex USA JOBO | Highland 1 | WTGs | Each | 0 | 4650 |  |  | Nordex USA |  | 0
KRAYN-NDX-PRT-0010 | fuse 2A medium slow |  |  |  | PCE |  | 4674
KRAYN-NDX-PRT-0011 | position switch ZCK-M1 |  |  |  | PCE |  | 4738
KRAYN-NDX-PRT-0012 | hyd.tankcap with ventilation filter |  |  |  | PCE |  | 4871
KRAYN-NDX-PRT-0013 | Level switch hydraulic tank AFMOS-L250 |  |  |  | PCE |  | 4872
KRAYN-NDX-PRT-0014 | hydraulic hand pump Hydropa HP29 |  |  |  | PCE |  | 4875
KRAYN-NDX-PRT-0015 | coupling clutch 19-PUR-98Sh red |  |  |  | PCE |  | 4879
KRAYN-NDX-PRT-0016 | pressure relief valve DB4E-01X-200V |  |  |  | PCE |  | 4885
KRAYN-NDX-PRT-0017 | hydraulic filter element 0030D010 BN4HC |  |  |  | PCE |  | 4888
KRAYN-NDX-PRT-0018 | check valve RVM 060-01-C-N-0,5 |  |  |  | PCE |  | 4891
KRAYN-NDX-PRT-0019 | pressure relief valve DB4E-01X-100V |  |  |  | PCE |  | 4896
KRAYN-NDX-PRT-0020 | throttle valve DV5E-01X |  |  |  | PCE |  | 4898
KRAYN-NDX-PRT-0021 | pressure relief valve SBVE-R1/2-01X-XXXV |  |  |  | PCE |  | 4908
KRAYN-NDX-PRT-0022 | Pressure transducer HDA 3445-A-250-031 |  |  |  | PCE |  | 4939
KRAYN-NDX-PRT-0023 | 305DK 8 1/8 Male elbow 8mm 1/8" push-on |  |  |  | PCE |  | 5014
KRAYN-NDX-PRT-0024 | coupling hub B 19/24-24 |  |  |  | PCE |  | 5387
KRAYN-NDX-PRT-0025 | coupling hub 19-d 9,7-N/1 |  |  |  | PCE |  | 5388
KRAYN-NDX-PRT-0026 | spring rod ZCK-D06 |  |  |  | PCE |  | 5527
KRAYN-NDX-PRT-0027 | hose Polyurethane 259.17N ø6x8mm |  |  |  | M |  | 5893
KRAYN-NDX-PRT-0028 | level/vibration sensor FTL260-0020 |  |  |  | PCE |  | 6161
KRAYN-NDX-PRT-0029 | hydraulic oil Mobil SHC 524, 208 liter |  |  |  | L |  | 6190
KRAYN-NDX-PRT-1012 | hydraulic oil Mobil SHC 524, 208 liter | Nordex USA JOBO | Highland 1 | WTGs | Each | 0 | 6190 |  |  | Nordex USA |  | 0
KRAYN-NDX-PRT-0030 | windvane-compact NC |  |  |  | PCE |  | 6235
KRAYN-NDX-PRT-0031 | anemometer compact NC 50m/s |  |  |  | PCE |  | 6236
KRAYN-NDX-PRT-0032 | temperature sensor PT100 TR211 1/2'' |  |  |  | PCE |  | 6240
KRAYN-NDX-PRT-0033 | Inductive sensor IGMU 104 GSP |  |  |  | PCE |  | 6243
KRAYN-NDX-PRT-0034 | Mobilgear SHC XMP 320, 208 liters |  |  |  | L |  | 6336
KRAYN-NDX-PRT-0035 | WPMS 3000 RMT.DSP.R/W Nordex |  |  |  | PCE |  | 6408
KRAYN-NDX-PRT-0036 | brake plier BSAB 90-S-401 |  |  |  | PCE |  | 6489
KRAYN-NDX-PRT-0037 | SUB-D-Plug SUBCON 9/F-SH female |  |  |  | PCE |  | 6875
KRAYN-NDX-PRT-0038 | V-seal for main shaft,VA 700x15x25 NBR |  |  |  | PCE |  | 7101
KRAYN-NDX-PRT-0039 | angle sensor DAB58-M 360 C C16 |  |  |  | PCE |  | 7243
KRAYN-NDX-PRT-0040 | Replacement fuse IBS TR5 0,2AT |  |  |  | PCE |  | 7248
KRAYN-NDX-PRT-1125 | Replacement fuse IBS TR5 0,2AT | Nordex USA JOBO | Highland 1 | WTGs | Each | 0 | 7248 |  |  | Nordex USA |  | 0
KRAYN-NDX-PRT-1126 | Replacement fuse IBS TR5 0,4AT | Nordex USA JOBO | Highland 1 | WTGs | Each | 0 | 7249 |  |  | Nordex USA |  | 0
KRAYN-NDX-PRT-0041 | Replacement fuse IBS TR5 0,4AT |  |  |  | PCE |  | 7249
KRAYN-NDX-PRT-0042 | Replacement fuse IBS TR5 1AT |  |  |  | PCE |  | 7250
KRAYN-NDX-PRT-1127 | Replacement fuse IBS TR5 1AT | Nordex USA JOBO | Highland 1 | WTGs | Each | 0 | 7250 |  |  | Nordex USA |  | 0
KRAYN-NDX-PRT-0043 | Replacement fuse IBS TR5 2AT |  |  |  | PCE | 9.59 | 7251 |  |  | Nordex USA | Phoenix Contact | 8
KRAYN-NDX-PRT-0045 | Replacement fuse IBS TR5 5AT |  |  |  | PCE |  | 7254
KRAYN-NDX-PRT-0046 | Filter mat Rittal 3172.100 |  |  |  | PCE |  | 7331
KRAYN-NDX-PRT-0047 | generator support ESM N80/N90 |  |  |  | PCE |  | 7388
KRAYN-NDX-PRT-0048 | F-SMA-plugset PSM-SET-FSMA/4-HCS opt |  |  |  | PCE |  | 7465
KRAYN-NDX-PRT-0049 | hydraulic cylinder NH30-2-SD-25/16*100-S |  |  |  | PCE |  | 7530
KRAYN-NDX-PRT-0050 | hydraulic cylinder NH25-2-SD-40/25*400-S |  |  |  | PCE |  | 7535
KRAYN-NDX-PRT-0051 | transmitter cable for EQN1325 |  |  |  | PCE |  | 7565
KRAYN-NDX-PRT-0052 | NH-fuse size 1 50A 660/690V |  |  |  | PCE |  | 7755 |  |  |  |  | 0
KRAYN-NDX-PRT-1006 | NH-fuse size 1 50A 660/690V | Nordex USA JOBO | Highland 1 | WTGs | Each | 0 | 7757 |  |  | Nordex USA |  | 0
KRAYN-NDX-PRT-0053 | paint white Hempatex Enamel RAL9018 |  |  |  | L |  | 8002
KRAYN-NDX-PRT-0054 | color Hempatex Enamel 56360 blue RAL5009 |  |  |  | L |  | 8004
KRAYN-NDX-PRT-0055 | cooler 1700x800 passiv |  |  |  | PCE |  | 8042
KRAYN-NDX-PRT-0056 | seal pump-flange for Sauer pump |  |  |  | PCE |  | 8205
KRAYN-NDX-PRT-0057 | seal pump supp. AN11-07.2/80-90-RD147 |  |  |  | PCE |  | 8206
KRAYN-NDX-PRT-0058 | Mobil SHC grease 460 WT, 174 kg |  |  |  | KG |  | 8272
KRAYN-NDX-PRT-1034 | Mobil SHC grease 460 WT, 174 kg | Nordex USA JOBO | Highland 1 | WTGs | Each | 0 | 8272 |  |  | Nordex USA |  | 0
KRAYN-NDX-PRT-1083 | Mobil SHC grease 460 WT, 174 kg | Nordex USA JOBO | Highland 1 | WTGs | Each | 0 | 4890 |  |  | Nordex USA |  | 0
KRAYN-NDX-PRT-0059 | cabinet lights 11W neon lamps |  |  |  | PCE |  | 8392
KRAYN-NDX-PRT-0060 | 1 phase transformer 0,5kVA |  |  |  | PCE |  | 8395
KRAYN-NDX-PRT-0061 | contactor A12-30-01 230V AC/5,5 kW |  |  |  | PCE |  | 8403
KRAYN-NDX-PRT-0062 | Mobil SHC Grease 460 WT (380g cartridge) |  |  |  | PCE |  | 8436
KRAYN-NDX-PRT-1019 | Mobil SHC Grease 460 WT (380g cartridge) | Nordex USA JOBO | Highland 1 | WTGs | Each | 0 | 1025051 |  |  | Nordex USA |  | 0
KRAYN-NDX-PRT-0063 | pressure filter DF BN/HC 30 Q E10B1.0/B6 |  |  |  | PCE |  | 8505
KRAYN-NDX-PRT-0064 | position switch XCK-J10513 |  |  |  | PCE |  | 8642
KRAYN-NDX-PRT-0065 | thermo relay TA25-DU 8,5 |  |  |  | PCE |  | 8676
KRAYN-NDX-PRT-0066 | resistance thermometer Jumo PT100 |  |  |  | PCE |  | 8935
KRAYN-NDX-PRT-0067 | hydraulic hose GH793-4DN6x700 |  |  |  | PCE |  | 9097
KRAYN-NDX-PRT-0068 | hydraulic hose GH793-6DN10x750 |  |  |  | PCE |  | 9100
KRAYN-NDX-PRT-0069 | hydraulik hose GH793-4DN6x500 |  |  |  | PCE |  | 9101
KRAYN-NDX-PRT-0070 | hydraulic hose GH793-4DN6x600 |  |  |  | PCE |  | 9102
KRAYN-NDX-PRT-0071 | hydraulic hose GH793-4DN6x1000 |  |  |  | PCE |  | 9107 |  |  |  |  | 0
KRAYN-NDX-PRT-0072 | hydraulic hose GH793-24DN40x1500 |  |  |  | PCE |  | 9110
KRAYN-NDX-PRT-0073 | hydraulik hose GH663-32DN50x540 |  |  |  | PCE |  | 9113
KRAYN-NDX-PRT-0074 | bypass filterelement N5DM002 |  |  |  | PCE |  | 9447
KRAYN-NDX-PRT-0075 | contactor A9-30-01 50/60Hz 3-pole |  |  |  | PCE |  | 9567
KRAYN-NDX-PRT-0076 | absolut value senderEQN 1325-2048-SSI-07 |  |  |  | PCE |  | 9844
KRAYN-NDX-PRT-0077 | membrane pressure switch 0,6 bar |  |  |  | PCE |  | 10036
KRAYN-NDX-PRT-0078 | mot. protection switch MS325-4.0 2.5-4A |  |  |  | PCE |  | 10056
KRAYN-NDX-PRT-0079 | cover D-UK 4/10 |  |  |  | PCE |  | 10125
KRAYN-NDX-PRT-0080 | universal clip UK 5 N gray |  |  |  | PCE |  | 10126
KRAYN-NDX-PRT-0081 | universal clip UK 5 N gray |  |  |  | PCE |  | 10127
KRAYN-NDX-PRT-0082 | grounding terminal USLKG10 N |  |  |  | PCE |  | 10128
KRAYN-NDX-PRT-0083 | grounding terminal USLKG 5 |  |  |  | PCE |  | 10129
KRAYN-NDX-PRT-0084 | sign Emergency Stop |  |  |  | PCE |  | 10132
KRAYN-NDX-PRT-0085 | NH-fuse size 00 63A gl/gG 690V |  |  |  | PCE |  | 10138
KRAYN-NDX-PRT-0086 | power supply terminal AKG 4 GNYE |  |  |  | PCE |  | 10161
KRAYN-NDX-PRT-0087 | universal clip UK 10 N |  |  |  | PCE |  | 10162
KRAYN-NDX-PRT-0088 | universal clip UK 10 N gray |  |  |  | PCE |  | 10163
KRAYN-NDX-PRT-0089 | cover D-UK 4/10 BU |  |  |  | PCE |  | 10184
KRAYN-NDX-PRT-0091 | base element VAL-MS BE/FM |  |  |  | PCE |  | 10202
KRAYN-NDX-PRT-0092 | connection cable IBS PRG CAB |  |  |  | PCE |  | 10203
KRAYN-NDX-PRT-0093 | cap D-UK 16 |  |  |  | PCE |  | 10205
KRAYN-NDX-PRT-0094 | SUB-D-Plug SUBCON 9/M-SH bolt |  |  |  | PCE |  | 10209
KRAYN-NDX-PRT-0095 | cover D-UKKB 3/5 |  |  |  | PCE |  | 10212
KRAYN-NDX-PRT-0096 | universal clip UK 16 N |  |  |  | PCE |  | 10222
KRAYN-NDX-PRT-0097 | universal clip UK 16 N gray |  |  |  | PCE |  | 10225
KRAYN-NDX-PRT-0098 | 2-deck terminal UKKB 5 |  |  |  | PCE |  | 10229
KRAYN-NDX-PRT-0099 | memory card IBS MC 2MB |  |  |  | PCE |  | 10233
KRAYN-NDX-PRT-0100 | fuse terminal UK 10-DREHSI (5X20) |  |  |  | PCE |  | 10237
KRAYN-NDX-PRT-0102 | DO modul IB ST 24 BDO 32/2 |  |  |  | PCE |  | 10240
KRAYN-NDX-PRT-0103 | counter modul IB ST 24 CNT |  |  |  | PCE |  | 10242
KRAYN-NDX-PRT-0104 | AO modul IB ST 24 AO 4/SF4 |  |  |  | PCE |  | 10244
KRAYN-NDX-PRT-0105 | PLC interface relay |  |  |  | PCE |  | 10245
KRAYN-NDX-PRT-0107 | PLC interface relay |  |  |  | PCE |  | 10247
KRAYN-NDX-PRT-1131 | PLC interface relay | Nordex USA JOBO | Highland 1 | WTGs | Each | 0 | 10245 |  |  | Nordex USA |  | 0
KRAYN-NDX-PRT-0106 | PLC interface relay PLC-RSC-24DC/21 |  |  |  | PCE |  | 10246
KRAYN-NDX-PRT-0108 | thermic release unit TA 25 DU 11 |  |  |  | PCE |  | 10266
KRAYN-NDX-PRT-0109 | part for TA25 <=25A DB25/25A |  |  |  | PCE |  | 10267
KRAYN-NDX-PRT-0110 | grounding terminal USLKG 16 N |  |  |  | PCE |  | 10270
KRAYN-NDX-PRT-0111 | additional printed card for UPS |  |  |  | PCE |  | 10288
KRAYN-NDX-PRT-1066 | additional printed card for UPS | Nordex USA JOBO | Highland 1 | WTGs | Each | 0 | 10288 |  |  | Nordex USA |  | 0
KRAYN-NDX-PRT-1071 | glas tube small fuse T6 3A | Nordex USA JOBO | Highland 1 | WTGs | Each | 0 | 10291 |  |  | Nordex USA |  | 0
KRAYN-NDX-PRT-0112 | glas tube small fuse T6 3A |  |  |  | PCE |  | 10291
KRAYN-NDX-PRT-0113 | ad. label stop_DE_EN |  |  |  | PCE |  | 10296
KRAYN-NDX-PRT-0114 | ad. label reset_DE_EN |  |  |  | PCE |  | 10299
KRAYN-NDX-PRT-0115 | ad. label lamp test_ EN |  |  |  | PCE |  | 10300
KRAYN-NDX-PRT-0116 | ad. label ''Auto''_DE_EN |  |  |  | PCE |  | 10301
KRAYN-NDX-PRT-0117 | ad. label alarm_DE_EN |  |  |  | PCE |  | 10302
KRAYN-NDX-PRT-0118 | patch cable RJ45 gray 1.5m bend protect. |  |  |  | PCE |  | 10334
KRAYN-NDX-PRT-0119 | switch bridge ISSBI 100-6 |  |  |  | PCE |  | 10367
KRAYN-NDX-PRT-0120 | inlaid bridge EB 80 - DIK BU 80 pol. |  |  |  | PCE |  | 10374
KRAYN-NDX-PRT-0121 | inlaid bridge EB 80 - DIK RD 80 pol. |  |  |  | PCE |  | 10375
KRAYN-NDX-PRT-0122 | protective plugVAL-MS 500 ST |  |  |  | PCE |  | 10376
KRAYN-NDX-PRT-0123 | overvoltage protection FLT 25-400 |  |  |  | PCE |  | 10377
KRAYN-NDX-PRT-0124 | PE/N-earth terminal UK 16 N-PE/N |  |  |  | PCE |  | 10379
KRAYN-NDX-PRT-0125 | terminal 230V AUS.D |  |  |  | PCE |  | 10390
KRAYN-NDX-PRT-0126 | filter ventilator 230m³/h 230V 50/60Hz |  |  |  | PCE |  | 10396
KRAYN-NDX-PRT-0127 | discharge filter 255x30mm RAL7035 |  |  |  | PCE |  | 10397
KRAYN-NDX-PRT-0128 | grounding terminal USLKG 6 N |  |  |  | PCE |  | 10414
KRAYN-NDX-PRT-0129 | network interference filter NHE230/7 |  |  |  | PCE |  | 10422
KRAYN-NDX-PRT-0130 | air heat fan FLH 250, 250W 230V |  |  |  | PCE |  | 10473
KRAYN-NDX-PRT-0131 | cover DP-UKKB 3/5 |  |  |  | PCE |  | 10484
KRAYN-NDX-PRT-0132 | grounding terminal USLKG 10 |  |  |  | PCE |  | 10489
KRAYN-NDX-PRT-0133 | hrc-fuse size 1 50A gG/gl 690V |  |  |  | PCE |  | 10491
KRAYN-NDX-PRT-0134 | NH-fuse size 1 125A gl/gG 690V |  |  |  | PCE |  | 10493
KRAYN-NDX-PRT-0135 | aux.contactor N31E 230V DC 10A 4th pole |  |  |  | PCE |  | 10501
KRAYN-NDX-PRT-0136 | cover D-UK 16 BU |  |  |  | PCE |  | 10521
KRAYN-NDX-PRT-0137 | auxiliary switch block CA5-10 |  |  |  | PCE |  | 10531
KRAYN-NDX-PRT-0138 | lead-acid batteries type LC-R127R2PG1 |  |  |  | PCE |  | 10563
KRAYN-NDX-PRT-1030 | lead-acid batteries type LC-R127R2PG1 | Nordex USA JOBO | Highland 1 | WTGs | Each | 0 | 10563 |  |  | Nordex USA |  | 0
KRAYN-NDX-PRT-0139 | fixed jumper FBI 10-12 10-pin |  |  |  | PCE |  | 10569
KRAYN-NDX-PRT-0140 | 2-deck terminal UKKB 10 |  |  |  | PCE |  | 10572
KRAYN-NDX-PRT-0141 | terminal cover for LS 3LD1 |  |  |  | PCE |  | 10574
KRAYN-NDX-PRT-0142 | AO-modul IB IL AO 1/SF |  |  |  | PCE |  | 10710
KRAYN-NDX-PRT-0143 | cover D-UKKB 10 |  |  |  | PCE |  | 10720
KRAYN-NDX-PRT-0144 | terminal UKKB 5-PE |  |  |  | PCE |  | 10722
KRAYN-NDX-PRT-0145 | cable duct 25x80 |  |  |  | M |  | 10734
KRAYN-NDX-PRT-0146 | cable duct 25x40 |  |  |  | M |  | 10735
KRAYN-NDX-PRT-0147 | cable duct 40x40 |  |  |  | M |  | 10736
KRAYN-NDX-PRT-0148 | cable duct 40x80 |  |  |  | M |  | 10737
KRAYN-NDX-PRT-0149 | cable duct 60x80 |  |  |  | M |  | 10738
KRAYN-NDX-PRT-0150 | duct f. wiring 80x80 |  |  |  | M |  | 10739
KRAYN-NDX-PRT-0151 | cable duct 100x80 |  |  |  | M |  | 10740
KRAYN-NDX-PRT-0152 | Han Axial screw module female, 40A 1000V |  |  |  | PCE |  | 10756
KRAYN-NDX-PRT-0153 | Han ES-module Female, 5 cage-clamp term. |  |  |  | PCE |  | 10757
KRAYN-NDX-PRT-0154 | Han6 ES female, insert 6 cage-clamp term |  |  |  | PCE |  | 10758
KRAYN-NDX-PRT-0155 | contactor A50-30-22 |  |  |  | PCE |  | 10773
KRAYN-NDX-PRT-1081 | contactor A50-30-22 | Nordex USA JOBO | Highland 1 | WTGs | Each | 0 | R25764 |  |  | Nordex USA |  | 0
KRAYN-NDX-PRT-1120 | contactor A50-30-22 | Nordex USA JOBO | Highland 1 | WTGs | Each | 0 | 10773 |  |  | Nordex USA |  | 0
KRAYN-NDX-PRT-0156 | contactor A95-30-22 |  |  |  | PCE |  | 10775
KRAYN-NDX-PRT-0157 | glas tube fuse 5x20 FO, 250mA |  |  |  | PCE |  | 10786 |  |  |  |  | 0
KRAYN-NDX-PRT-0158 | link plug FBS 2-10 2-pole |  |  |  | PCE |  | 10805
KRAYN-NDX-PRT-0159 | interface converter |  |  |  | PCE |  | 10806
KRAYN-NDX-PRT-0160 | base element PT-BE/FM |  |  |  | PCE |  | 10807
KRAYN-NDX-PRT-0161 | protective plug PT 2-PE/S- 24AC-ST |  |  |  | PCE |  | 10808
KRAYN-NDX-PRT-0162 | protection plange yellow f. emer. stop |  |  |  | PCE |  | 10820
KRAYN-NDX-PRT-0163 | patch cable RJ45 gray 2m |  |  |  | PCE |  | 10848
KRAYN-NDX-PRT-0164 | patch cable RJ45 grey 5m |  |  |  | PCE |  | 10849
KRAYN-NDX-PRT-0165 | Connection diagram bag plastic |  |  |  | PCE |  | 10853
KRAYN-NDX-PRT-0166 | switch element for bottom attachment 1S |  |  |  | PCE |  | 10858
KRAYN-NDX-PRT-0167 | emergency stop mushroombutton1Ö red/yell |  |  |  | PCE |  | 10859
KRAYN-NDX-PRT-0168 | thermal overload relay TA 25 DU 5,0 |  |  |  | PCE |  | 10904
KRAYN-NDX-PRT-0169 | remote bus cable IBS RBC METER-T |  |  |  | M |  | 10907
KRAYN-NDX-PRT-0170 | make drive inverter X2.2 |  |  |  | PCE |  | 10923
KRAYN-NDX-PRT-0171 | PLC Interface relay PLC-ATP-BK |  |  |  | PCE |  | 10924
KRAYN-NDX-PRT-0172 | 2D-tower vibration sensor KS22 24V |  |  |  | PCE |  | 10934
KRAYN-NDX-PRT-0173 | support bracket AB/SS |  |  |  | PCE |  | 10938
KRAYN-NDX-PRT-0174 | busbar NLS-CU 3/10 METER SN |  |  |  | PCE |  | 10939
KRAYN-NDX-PRT-0175 | terminal SK 14 |  |  |  | PCE |  | 10942
KRAYN-NDX-PRT-0176 | terminal SK 20 |  |  |  | PCE |  | 10943
KRAYN-NDX-PRT-0177 | terminal SK 8 |  |  |  | PCE |  | 10944
KRAYN-NDX-PRT-0178 | connector set IB IL BK-PLset |  |  |  | PCE |  | 10952
KRAYN-NDX-PRT-0179 | rubber/metal buffer type B 50x40 M10 |  |  |  | PCE |  | 11088
KRAYN-NDX-PRT-0180 | remote field controller RFC 430 ETH-IB |  |  |  | PCE | 10830.23 | 11090 |  |  |  |  | 0
KRAYN-NDX-PRT-0181 | heating 400W FLH400 |  |  |  | PCE |  | 11136
KRAYN-NDX-PRT-0182 | temperature sensor PT100 2,7m PVC-cable |  |  |  | PCE |  | 11151
KRAYN-NDX-PRT-0183 | thyristor with thermistor |  |  |  | PCE |  | 11152
KRAYN-NDX-PRT-0184 | grounding terminal USLKG16 |  |  |  | PCE |  | 11154
KRAYN-NDX-PRT-0185 | terminal UK 4-TG |  |  |  | PCE |  | 11155
KRAYN-NDX-PRT-0186 | device - connector ST-BE |  |  |  | PCE |  | 11157
KRAYN-NDX-PRT-0187 | current difference monitor |  |  |  | PCE |  | 11158
KRAYN-NDX-PRT-0188 | appliance coupler for non-heating Appar. |  |  |  | PCE |  | 11159
KRAYN-NDX-PRT-0189 | thermostat FLZ 520 0°C...+60°C red |  |  |  | PCE |  | 11167
KRAYN-NDX-PRT-0190 | universal clip UK 6 N gray |  |  |  | PCE |  | 11170
KRAYN-NDX-PRT-0401 | universal clip UK 6 N gray |  |  |  | PCE |  | 19543
KRAYN-NDX-PRT-0191 | isolation monitor IR475LY-4 |  |  |  | PCE |  | 11183
KRAYN-NDX-PRT-0192 | hydrostat FLZ 600 30%...100% |  |  |  | PCE |  | 11186
KRAYN-NDX-PRT-0193 | patch cable RJ45 gray 0.5m long |  |  |  | PCE |  | 11189
KRAYN-NDX-PRT-0194 | patch cable RJ45 grey 2,5m long |  |  |  | PCE |  | 11190
KRAYN-NDX-PRT-0195 | connector set IB IL AO/CNT-PLset |  |  |  | PCE |  | 11198
KRAYN-NDX-PRT-0196 | counter card IB IL CNT |  |  |  | PCE |  | 11218
KRAYN-NDX-PRT-0197 | cover DP-UKK 3/5 |  |  |  | PCE |  | 11224
KRAYN-NDX-PRT-0198 | transducer W1-S35 Di=35mm |  |  |  | PCE |  | 11225
KRAYN-NDX-PRT-0199 | thermostat FLZ 530 0°C...+60°C 1S blue |  |  |  | PCE |  | 11228
KRAYN-NDX-PRT-0200 | diode 3A 1N5406 600V |  |  |  | PCE |  | 11237
KRAYN-NDX-PRT-0201 | SUB-D-Plug SUBCON 25/M-SH bolt |  |  |  | PCE |  | 11245
KRAYN-NDX-PRT-0202 | thermal release device TA 25 DU 4,0 |  |  |  | PCE |  | 11263
KRAYN-NDX-PRT-0203 | ST-digital-input mod. IB ST ZF 24 DI32/2 |  |  |  | PCE |  | 11265
KRAYN-NDX-PRT-0204 | capsule fuse 4A/gR 10x38 600V 300kA |  |  |  | PCE |  | 11276
KRAYN-NDX-PRT-0205 | locknut GMP-GL-M16x1,5 |  |  |  | PCE |  | 11293
KRAYN-NDX-PRT-0206 | locknut GMP-GL-M20x1,5 |  |  |  | PCE |  | 11296
KRAYN-NDX-PRT-0207 | locknut GMP-GL-M25x1,5 |  |  |  | PCE |  | 11297
KRAYN-NDX-PRT-0208 | locknut GMP-GL-M32x1,5 |  |  |  | PCE |  | 11299
KRAYN-NDX-PRT-0209 | locknut GMP-GL-M40x1,5 |  |  |  | PCE |  | 11300
KRAYN-NDX-PRT-0210 | cable connection ST 40x1,5 |  |  |  | PCE |  | 11301
KRAYN-NDX-PRT-0211 | locknut GMP-GL-M50x1,5 |  |  |  | PCE |  | 11302
KRAYN-NDX-PRT-0212 | locknut GMP-GL-M63x1,5 |  |  |  | PCE |  | 11303
KRAYN-NDX-PRT-0213 | blind plug BLK-M16x1,5 |  |  |  | PCE |  | 11306
KRAYN-NDX-PRT-0214 | cable connection EMV MS-SC-M16x1,5 |  |  |  | PCE |  | 11326
KRAYN-NDX-PRT-0215 | cable connection EMV MS-SC-M32x1,5 |  |  |  | PCE |  | 11328
KRAYN-NDX-PRT-0216 | separation plate TS-KK 3 |  |  |  | PCE |  | 11377
KRAYN-NDX-PRT-0217 | nut M5 isolated |  |  |  | PCE |  | 11399
KRAYN-NDX-PRT-0218 | locknut GMP-GL-M12x1,5 |  |  |  | PCE |  | 11402
KRAYN-NDX-PRT-0219 | cable connection ST M16x1,5 |  |  |  | PCE |  | 11427
KRAYN-NDX-PRT-0220 | cable connection ST M12x1,5 |  |  |  | PCE |  | 11429
KRAYN-NDX-PRT-0221 | cable connection ST-M20x1,5 |  |  |  | PCE |  | 11432
KRAYN-NDX-PRT-0222 | locknut brass SM-PE-M16x1,5 |  |  |  | PCE |  | 11435
KRAYN-NDX-PRT-0223 | locknut brass SM-PE-M32x1,5 |  |  |  | PCE |  | 11436
KRAYN-NDX-PRT-0224 | cable connection ST-M25x1,5 |  |  |  | PCE |  | 11450
KRAYN-NDX-PRT-0225 | cable connection ST M32x1,5 |  |  |  | PCE |  | 11451
KRAYN-NDX-PRT-0226 | cable connection ST M50x1,5 |  |  |  | PCE |  | 11452
KRAYN-NDX-PRT-0227 | access line for universal light |  |  |  | PCE |  | 11458
KRAYN-NDX-PRT-0228 | support bracket 600mm |  |  |  | PCE |  | 11479
KRAYN-NDX-PRT-0229 | hydraulic hose GH793-6DN10x500 |  |  |  | PCE |  | 11596
KRAYN-NDX-PRT-0230 | CEE plug 5 pole 16A |  |  |  | PCE |  | 11627
KRAYN-NDX-PRT-0231 | IC500 S46 HUB Art.Nr. 972150058 |  |  |  | PCE |  | 11716
KRAYN-NDX-PRT-0232 | univ endstop for terminal Clipfix35 |  |  |  | PCE |  | 11739
KRAYN-NDX-PRT-0233 | fixed bridge FBI 10-6 10-polig |  |  |  | PCE |  | 11740
KRAYN-NDX-PRT-0234 | jumper EB 100-6 100-pin |  |  |  | PCE |  | 11750
KRAYN-NDX-PRT-0235 | contactor A9-30-10 3pole 230V 50/60Hz |  |  |  | PCE |  | 11764
KRAYN-NDX-PRT-0236 | contactor A12-30-10 230V 50/60Hz 5,5kW |  |  |  | PCE |  | 11765
KRAYN-NDX-PRT-0237 | emergency on-off switch 3 pole/25A |  |  |  | PCE |  | 11771
KRAYN-NDX-PRT-0238 | 1-phase transformer 230V/24V 0.16kVA |  |  |  | PCE |  | 11772
KRAYN-NDX-PRT-0239 | NH-fuse size 00 50A gG/gL 660/690V |  |  |  | PCE |  | 11776
KRAYN-NDX-PRT-0240 | glas tube small fuse 5x20 F00.16A |  |  |  | PCE |  | 11781
KRAYN-NDX-PRT-0241 | ad. label safety chain reset_EN |  |  |  | PCE |  | 11784
KRAYN-NDX-PRT-0242 | ad. label net_EN |  |  |  | PCE |  | 11785
KRAYN-NDX-PRT-0243 | ad. label safety chain activ_EN |  |  |  | PCE |  | 11786
KRAYN-NDX-PRT-0244 | ad. label 0-kein Fzg., 1-Fzg._EN |  |  |  | PCE |  | 11787
KRAYN-NDX-PRT-0245 | ad. label blink./insulation fault_EN |  |  |  | PCE |  | 11788
KRAYN-NDX-PRT-0246 | NH-fuse base Gr.1 OFAX 1P3-10 |  |  |  | PCE |  | 11796
KRAYN-NDX-PRT-0247 | NH-fuse socket size00 OFAX 00S3-10 |  |  |  | PCE |  | 11803
KRAYN-NDX-PRT-0248 | multifunctional relay LR20662 |  |  |  | PCE |  | 11807
KRAYN-NDX-PRT-0249 | attachment plug D-UFB-IB-S-RBI |  |  |  | PCE |  | 11808
KRAYN-NDX-PRT-0250 | capacity diode 140A |  |  |  | PCE |  | 11810
KRAYN-NDX-PRT-0251 | contactor size S00 3-pole SPS |  |  |  | PCE |  | 11881
KRAYN-NDX-PRT-0252 | mot. protection switch MS325-1 0.63-1.0A |  |  |  | PCE |  | 11900
KRAYN-NDX-PRT-0253 | mot. protection switch MS325-1.6 1-1.6A |  |  |  | PCE |  | 11904
KRAYN-NDX-PRT-0254 | overvoltage protection VAL-MS 230 ST |  |  |  | PCE |  | 11907
KRAYN-NDX-PRT-0255 | Han ES-module Male, 5 cage-clamp term |  |  |  | PCE |  | 11910
KRAYN-NDX-PRT-0256 | RFC fan DUAL fan |  |  |  | PCE |  | 11951
KRAYN-NDX-PRT-0257 | Spax Schrauben 5x30-Z gal.Zn |  |  |  | PCE |  | 12464
KRAYN-NDX-PRT-0258 | screw-in heater 0/AVI 600W 300mm |  |  |  | PCE |  | 13672
KRAYN-NDX-PRT-0259 | e-motor IMB5/V1 BG 90S-1,1KW-1450U |  |  |  | PCE |  | 13725
KRAYN-NDX-PRT-0260 | BG foundation S70/S77 G111,5 |  |  |  | PCE |  | 13888 |  |  |  |  | 0
KRAYN-NDX-PRT-0261 | ground socket 230/Anbau/16A IP68 |  |  |  | PCE |  | 13934
KRAYN-NDX-PRT-0262 | piston for BSAB 90 |  |  |  | PCE |  | 13942
KRAYN-NDX-PRT-0263 | sealing set for BSAB 90 |  |  |  | PCE |  | 13946
KRAYN-NDX-PRT-0264 | Oil hose yaw drive Schäfer |  |  |  | PCE |  | 14179
KRAYN-NDX-PRT-0265 | joint shaft pipe CENTA CL-75 |  |  |  | PCE |  | 14277
KRAYN-NDX-PRT-0266 | clamping set - inside (bushing) |  | Highland 1 |  | PCE |  | 14278
KRAYN-NDX-PRT-0267 | compensation modul CLMM-690/60-2x25 |  |  |  | PCE |  | 14343
KRAYN-NDX-PRT-0268 | pre-assembled cable 1 N90 |  |  |  | PCE |  | 14406
KRAYN-NDX-PRT-0269 | pre-assembled cable 13 |  |  |  | PCE |  | 14411
KRAYN-NDX-PRT-0270 | circuit breaker BGR.S2 |  |  |  | PCE |  | 14461
KRAYN-NDX-PRT-0271 | terminal cover for terminals Gr.S2 |  |  |  | PCE |  | 14462
KRAYN-NDX-PRT-0272 | assembling drive inverter X2.1 |  |  |  | PCE |  | 14469
KRAYN-NDX-PRT-0273 | capsule fuse 22x58 w. release, 660V 50A |  |  |  | PCE |  | 14472
KRAYN-NDX-PRT-1057 | capsule fuse 22x58 w. release, 660V 50A | Nordex USA JOBO | Highland 1 | WTGs | Each | 0 | 14472 |  |  | Nordex USA |  | 0
KRAYN-NDX-PRT-0274 | PLC interf. relay PLC-RSC-24DC/21-21 |  |  |  | PCE |  | 14530
KRAYN-NDX-PRT-0275 | bushing SACC-M12FR-5CON-PG9-M gew. |  | Highland 1 |  | PCE |  | 14531
KRAYN-NDX-PRT-0276 | quenching circuit RC 5-1/250 110-250V AC |  |  |  | PCE |  | 14654
KRAYN-NDX-PRT-0277 | filter element 0165 R 010 BN4HC |  |  |  | PCE |  | 14723
KRAYN-NDX-PRT-0278 | continuous jumper FBST 500-PLC GY |  |  |  | PCE |  | 14724
KRAYN-NDX-PRT-0279 | makrolon N80 pitch 120x60/30/35 drilled |  |  |  | PCE |  | 14730
KRAYN-NDX-PRT-0280 | PLC interf. relay PLC-RSC-24DC/1/ACT |  |  |  | PCE |  | 14738
KRAYN-NDX-PRT-0281 | cable connection brass MS-M32x1,5 |  |  |  | PCE |  | 14783
KRAYN-NDX-PRT-0282 | cable connection brass MS-M25x1,5 |  |  |  | PCE |  | 14784
KRAYN-NDX-PRT-0283 | cable connection brass MS-M16x1,5 |  |  |  | PCE |  | 14785
KRAYN-NDX-PRT-0284 | locknut brass SM-M32x1,5 |  |  |  | PCE |  | 14786
KRAYN-NDX-PRT-0285 | locknut brass SM-M25x1,5 |  |  |  | PCE |  | 14787
KRAYN-NDX-PRT-0286 | locknut brass SM-M16x1,5 |  |  |  | PCE |  | 14788
KRAYN-NDX-PRT-0287 | cable connection EMC MS-SC-M20x1,5 |  |  |  | PCE |  | 14790
KRAYN-NDX-PRT-0288 | locknut brass SM-PE-M20x1,5 |  |  |  | PCE |  | 14791
KRAYN-NDX-PRT-0289 | control voltage transformer 250VA/230VAC |  |  |  | PCE |  | 14851
KRAYN-NDX-PRT-0290 | Mobilgear XMP 320 (20l) |  |  |  | L |  | 14870
KRAYN-NDX-PRT-1011 | Mobilgear XMP 320 (20l) | Nordex USA JOBO | Highland 1 | WTGs | Each | 0 | 14870 |  |  | Nordex USA |  | 0
KRAYN-NDX-PRT-0291 | oil Mobil DTE 24 (VG 32) 20 liter case |  |  |  | L |  | 14871
KRAYN-NDX-PRT-0292 | Mobil oil SHC 629 20l |  |  |  | L |  | 14872
KRAYN-NDX-PRT-0293 | standby battery supply system APC Smart |  |  |  | PCE |  | 14880
KRAYN-NDX-PRT-1107 | standby battery supply system APC Smart | Nordex USA JOBO | Highland 1 | WTGs | Each | 0 | 14880 |  |  | Nordex USA |  | 0
KRAYN-NDX-PRT-0294 | locknut brass MS50x1,5, brass |  |  |  | PCE |  | 14882
KRAYN-NDX-PRT-0295 | "cable connection MS50x1,5; brass" |  |  |  | PCE |  | 14883
KRAYN-NDX-PRT-0296 | interbus bus terminal IBS IL 24 BK-T/U |  |  |  | PCE |  | 14889
KRAYN-NDX-PRT-0297 | TS-mounting bar 18x38mm |  |  |  | PCE |  | 14901
KRAYN-NDX-PRT-0298 | battery for USV 700VA |  |  |  | PCE |  | 14905
KRAYN-NDX-PRT-0299 | bimetallic switch 7m |  |  |  | PCE |  | 14909
KRAYN-NDX-PRT-0300 | Liquiphant FTL50-AGR2AA2G4A |  |  |  | PCE |  | 15000
KRAYN-NDX-PRT-0301 | cable connection EMV MS-SC-M25x1,5 |  |  |  | PCE |  | 15108
KRAYN-NDX-PRT-0302 | rubber/metal buffer type B 60x45 M10 |  |  |  | PCE |  | 15132
KRAYN-NDX-PRT-0303 | rubber/metal buffer type C 60x45 M10 |  |  |  | PCE |  | 15133
KRAYN-NDX-PRT-0304 | emergency on-off switch 3 pole 32A |  |  |  | PCE |  | 15138
KRAYN-NDX-PRT-0305 | safety relay PSR |  |  |  | PCE |  | 15143
KRAYN-NDX-PRT-0306 | mounting plate 125x185mm |  |  |  | PCE |  | 15217
KRAYN-NDX-PRT-0307 | hose holder 190x70 |  |  |  | PCE |  | 15221
KRAYN-NDX-PRT-0308 | overturning panel for door width 800mm |  |  |  | PCE |  | 15247
KRAYN-NDX-PRT-0309 | PLC-Interface/relay PLC-RSC-230UC/21HC |  |  |  | PCE |  | 15268
KRAYN-NDX-PRT-0310 | varistor 385V DC S20K300 |  |  |  | PCE |  | 15296
KRAYN-NDX-PRT-0311 | PLC interface relay PLC-RSP-24DC/21 |  |  |  | PCE |  | 15736
KRAYN-NDX-PRT-0312 | hydraulic hose 1 SN DN 51x620 |  |  |  | PCE |  | 15752
KRAYN-NDX-PRT-0313 | terminal DLK 2,5-PE |  |  |  | PCE |  | 15782
KRAYN-NDX-PRT-0314 | chain winch RUD. 2-250 K V2 1/1 N80 60Hz |  |  |  | PCE |  | 15812
KRAYN-NDX-PRT-0315 | protective plug PT2-PE/S-230AC-ST |  |  |  | PCE |  | 15851
KRAYN-NDX-PRT-0316 | power unit Quint-PS-100-240AC/24DC/10 |  |  |  | PCE |  | 15857
KRAYN-NDX-PRT-0317 | shear web door width 800mm |  |  |  | PCE |  | 15870
KRAYN-NDX-PRT-0318 | Locknut brass SM-PE-M25x1,5 |  |  |  | PCE |  | 16001
KRAYN-NDX-PRT-0319 | magnetic recording lightning card |  |  |  | PCE |  | 16006
KRAYN-NDX-PRT-1129 | magnetic recording lightning card | Nordex USA JOBO | Highland 1 | WTGs | Each | 0 | 16006 |  |  | Nordex USA |  | 0
KRAYN-NDX-PRT-1063 | gear pump SNP1/1,7DCO01F | Nordex USA JOBO | Highland 1 | WTGs | Each | 0 | 16192 |  |  | Nordex USA |  | 0
KRAYN-NDX-PRT-0320 | gear pump SNP1/1,7DCO01F |  |  |  | PCE |  | 16192
KRAYN-NDX-PRT-0321 | light series 130 111 PK-L ind. |  |  |  | PCE |  | 16212
KRAYN-NDX-PRT-0322 | illuminate Osram 11W/840 Dulux-S |  |  |  | PCE |  | 16213
KRAYN-NDX-PRT-0323 | passive connec.fieldFL CAT5 terminal box |  |  |  | PCE |  | 16243
KRAYN-NDX-PRT-0324 | auxiliary switch for MS325 HKF11 |  |  |  | PCE |  | 16262
KRAYN-NDX-PRT-0325 | filtercartridge1300R010BN4HC/-V-B-4-KE50 |  |  |  | PCE |  | 16342
KRAYN-NDX-PRT-1139 | filtercartridge1300R010BN4HC/-V-B-4-KE50 | Nordex USA JOBO | Highland 1 | WTGs | Each | 0 | 16342 |  |  | Nordex USA |  | 0
KRAYN-NDX-PRT-1010 | filtercartridge1300R010BN4HC/-V-B-4-KE50 | Nordex USA JOBO | Highland 1 | WTGs | Each | 0 | 16342 |  |  | Nordex USA |  | 0
KRAYN-NDX-PRT-1008 | filtercartridge1300R010BN4HC/-V-B-4-KE50 | Nordex USA JOBO | Highland 1 | WTGs | Each | 0 | 35844 |  |  | Nordex USA |  | 0
KRAYN-NDX-PRT-0326 | switch cabinet heater 45W |  |  |  | PCE |  | 16328
KRAYN-NDX-PRT-0327 | thermo bypass valve TB45-RV 0,2 |  |  |  | PCE |  | 16343
KRAYN-NDX-PRT-0328 | e-motor IMB35-BG132M-3,00kW-750U |  |  |  | PCE |  | 16345
KRAYN-NDX-PRT-0329 | gear pump KF63RF2-D15 |  |  |  | PCE |  | 16346
KRAYN-NDX-PRT-0330 | check valve RV30-01.1/0-4,5 bar |  |  |  | PCE |  | 16349
KRAYN-NDX-PRT-0331 | power unit Quint-PS-100-240AC/24DC/2,5 |  |  |  | PCE |  | 16404
KRAYN-NDX-PRT-1130 | power unit Quint-PS-100-240AC/24DC/2,5 | Nordex USA JOBO | Highland 1 | WTGs | Each | 0 | 16404 |  |  | Nordex USA |  | 0
KRAYN-NDX-PRT-0332 | hydraulic hose 2SN38x650 DKOL90°/CEL |  |  |  | PCE |  | 16463
KRAYN-NDX-PRT-0333 | hydraulic hose 2SN38x600 DKOL/CEL |  |  |  | PCE |  | 16465
KRAYN-NDX-PRT-0334 | hyd. hose 2SN38x1700 DKOL/DKOL45° |  |  |  | PCE |  | 16493
KRAYN-NDX-PRT-0335 | brake pads D3731 |  |  |  | PCE |  | 16553
KRAYN-NDX-PRT-0336 | hydraulic hose 2SN38x1600 DKOL/CEL |  |  |  | PCE |  | 16584
KRAYN-NDX-PRT-0337 | Makrolon N80 USV 2000VA 520x220x50 |  |  |  | PCE |  | 16595
KRAYN-NDX-PRT-0338 | pressure transducer HDA 4445-A-250-000 |  |  |  | PCE |  | 16628
KRAYN-NDX-PRT-0339 | air pressure indicator 0-5V/800-1060hPa |  |  |  | PCE |  | 16708
KRAYN-NDX-PRT-0340 | earthing brush Winergy Gener. 50mm S70 |  |  |  | SA |  | 16727
KRAYN-NDX-PRT-0341 | automatic lubrication sleeve |  |  |  | PCE |  | 16788
KRAYN-NDX-PRT-0342 | hose nozzle, straight, short D6 NW 4 |  |  |  | PCE |  | 16789
KRAYN-NDX-PRT-0343 | central lubrication hose KF300 NW4,1 |  |  |  | M |  | 16801
KRAYN-NDX-PRT-0344 | 3/2 way valve WSECO 8130-04X-G24-Z4 |  |  |  | PCE |  | 16899
KRAYN-NDX-PRT-0345 | fuse T2A 6,3x32mm |  |  |  | PCE |  | 16906
KRAYN-NDX-PRT-0346 | offline filter unit OLF5/4-SV370-AB |  |  |  | PCE |  | 16998
KRAYN-NDX-PRT-0347 | comserver highspeed 1x RS232/422/485 |  |  |  | PCE |  | 17272
KRAYN-NDX-PRT-0348 | grease assay/analyse-set 3 |  |  |  | PCE |  | 17273
KRAYN-NDX-PRT-0349 | LWL patchcable ST/ST 2m |  |  |  | PCE |  | 17394
KRAYN-NDX-PRT-0350 | air filter element 852 519 Sm-L |  |  |  | PCE |  | 17683
KRAYN-NDX-PRT-1047 | air filter element 852 519 Sm-L | Nordex USA JOBO | Highland 1 | WTGs | Each | 0 | 17683 |  |  | Nordex USA |  | 0
KRAYN-NDX-PRT-1078 | air filter element 852 519 Sm-L | Nordex USA JOBO | Highland 1 | WTGs | Each | 0 | 35229 |  |  | Nordex USA |  | 0
KRAYN-NDX-PRT-0351 | filter pad 50x37 (Loher generator) |  |  |  | PCE |  | 17713 |  |  |  |  | 0
KRAYN-NDX-PRT-0352 | semikron power transistor brake pitch |  |  |  | PCE |  | 17797
KRAYN-NDX-PRT-0353 | Jumper Duplex ST/SC 50/125µm/3.0m |  |  |  | PCE |  | 17851
KRAYN-NDX-PRT-0354 | oil Mobil DTE24, 60 liter case |  |  |  | L |  | 17864
KRAYN-NDX-PRT-0355 | thermostate EEx d II C T6 |  |  |  | PCE |  | 18122
KRAYN-NDX-PRT-0356 | offline filter element N5DM005 |  |  |  | PCE |  | 18141
KRAYN-NDX-PRT-1018 | offline filter element N5DM005 | Nordex USA JOBO | Highland 1 | WTGs | Each | 0 | 18141 |  |  | Nordex USA |  | 0
KRAYN-NDX-PRT-0357 | door position switch |  |  |  | PCE |  | 18148
KRAYN-NDX-PRT-0358 | base element PT 4X1+F-BE |  |  |  | PCE |  | 18212
KRAYN-NDX-PRT-0359 | lightn.current arrest. FLT-PLUS CTRL-2.5 |  |  |  | PCE |  | 18341
KRAYN-NDX-PRT-0360 | quenching circuit RC 5-2/250 110-250V AC |  |  |  | PCE |  | 18377
KRAYN-NDX-PRT-0361 | hygrostat HY 100 |  |  |  | PCE |  | 18394
KRAYN-NDX-PRT-0362 | diode 3A 1N5408 1000V |  |  |  | PCE |  | 18428
KRAYN-NDX-PRT-0363 | grease collection container Ø48x77 |  |  |  | PCE |  | 18582
KRAYN-NDX-PRT-0364 | lubricant Ceplattyn BL ( Barrel ) |  |  |  | KG |  | 18688
KRAYN-NDX-PRT-0365 | wiring diagram bag for door width 800 mm |  |  |  | PCE |  | 18789
KRAYN-NDX-PRT-0366 | cooler OK-EL9L/2.1/W/690-50/SO69 aktiv |  |  |  | PCE |  | 18797
KRAYN-NDX-PRT-1060 | cooler OK-EL9L/2.1/W/690-50/SO69 aktiv | Nordex USA JOBO | Highland 1 | WTGs | Each | 0 | 18797 |  |  | Nordex USA |  | 0
KRAYN-NDX-PRT-0367 | air condition SK TOP THERM wal mounting |  |  |  | PCE |  | 18900
KRAYN-NDX-PRT-0368 | time relay E234-AV 12...48V AC/DC |  |  |  | PCE |  | 19007
KRAYN-NDX-PRT-0369 | time relay E234-AV 12...48V AC/DC |  |  |  | PCE |  | 19008
KRAYN-NDX-PRT-0370 | contactor 3RT10 3-pole install.size S2 |  |  |  | PCE |  | 19022
KRAYN-NDX-PRT-0371 | auxiliary switch block 1-pole 1S |  |  |  | PCE |  | 19023
KRAYN-NDX-PRT-0372 | auxiliary switch block 1-pole 1S |  |  |  | PCE |  | 19025
KRAYN-NDX-PRT-0373 | auxiliary switch block 2-pole |  |  |  | PCE |  | 19026
KRAYN-NDX-PRT-0374 | varistor DC 24V up to 70V |  |  |  | PCE |  | 19027
KRAYN-NDX-PRT-0375 | main carbon brush 100mm Winergy geno. |  |  |  | PCE |  | 19060
KRAYN-NDX-PRT-1041 | main carbon brush 100mm Winergy geno. | Nordex USA JOBO | Highland 1 | WTGs | Each | 0 | 19060 |  |  | Nordex USA |  | 0
KRAYN-NDX-PRT-1137 | main carbon brush 100mm Winergy geno. | Nordex USA JOBO | Highland 1 | WTGs | Each | 0 | 19060 |  |  | Nordex USA |  | 0
KRAYN-NDX-PRT-0376 | clogging indicator VM 2 D.0/-V-L24 |  |  |  | PCE |  | 19124
KRAYN-NDX-PRT-0377 | time relay |  |  |  | PCE |  | 19144
KRAYN-NDX-PRT-0378 | time relay CT-AHD non return RV |  |  |  | PCE |  | 19146
KRAYN-NDX-PRT-0379 | spring cage through clamp ST 10 gray |  |  |  | PCE |  | 19155
KRAYN-NDX-PRT-0380 | cover D-ST 10 |  |  |  | PCE |  | 19156
KRAYN-NDX-PRT-0381 | spring cage ground term.block ST 10-PE |  |  |  | PCE |  | 19157
KRAYN-NDX-PRT-0382 | spring cage clamp ST 1,5-QUATTRO gray |  |  |  | PCE |  | 19158
KRAYN-NDX-PRT-0383 | spring cage ground term.block |  |  |  | PCE |  | 19159
KRAYN-NDX-PRT-0384 | cover D-ST 2,5-QUATTRO |  |  |  | PCE |  | 19160
KRAYN-NDX-PRT-0385 | link plug FBS 2-4 2-pole |  |  |  | PCE |  | 19161
KRAYN-NDX-PRT-0386 | link plug FBS 3-4 3-pole |  |  |  | PCE |  | 19162
KRAYN-NDX-PRT-0387 | link plug FBS 4-4 4-pole |  |  |  | PCE |  | 19163
KRAYN-NDX-PRT-0388 | link plug FBS 5-4 5-pole |  |  |  | PCE |  | 19164
KRAYN-NDX-PRT-0389 | 2-deck tension spring clamp STTB 1.5 |  |  |  | PCE |  | 19167
KRAYN-NDX-PRT-0390 | cover D-STTB 2.5 |  |  |  | PCE |  | 19168
KRAYN-NDX-PRT-0391 | 3-cond.tens.spring clamp ST 2,5-TWIN |  |  |  | PCE |  | 19178
KRAYN-NDX-PRT-0392 | cover D-ST 2.5-TWIN |  |  |  | PCE |  | 19179
KRAYN-NDX-PRT-0393 | 3-cond.tens.spring clamp ST 2,5-TWIN-PE |  |  |  | PCE |  | 19180
KRAYN-NDX-PRT-0394 | grounding terminal ST 16-PE gn/ye |  |  |  | PCE |  | 19187
KRAYN-NDX-PRT-0395 | cover D-ST 16 |  |  |  | PCE |  | 19188
KRAYN-NDX-PRT-0396 | Elegard fuse for fuse supervision |  |  |  | PCE |  | 19190
KRAYN-NDX-PRT-1088 | Elegard fuse for fuse supervision | Nordex USA JOBO | Highland 1 | WTGs | Each | 56.88 | 19190 |  |  | Nordex USA |  | 0
KRAYN-NDX-PRT-0397 | hatch for nacelle roof |  |  |  | PCE |  | 19192
KRAYN-NDX-PRT-0398 | pendant contr. blank box type XACA069 |  |  |  | PCE |  | 19275
KRAYN-NDX-PRT-0399 | 3/2 way valve WSED08130-04X-G24-Z4-N |  |  |  | PCE |  | 19317
KRAYN-NDX-PRT-0400 | PT100 bearing for Winergy generator |  |  |  | PCE |  | 19514
KRAYN-NDX-PRT-0402 | encoder ITD 41A4Y100 2048 HNI |  |  |  | PCE |  | 19547
KRAYN-NDX-PRT-0403 | set nac. cyl._front assemb.N80/N90 |  |  |  | PCE |  | 19613
KRAYN-NDX-PRT-0404 | wire bottle Z4 without rectifier |  |  |  | PCE |  | 19708
KRAYN-NDX-PRT-0405 | coil 24DG-40-1836 |  |  |  | PCE |  | 19855
KRAYN-NDX-PRT-0406 | retainer cap DV-M 16 (humidity) |  |  |  | PCE |  | 19877
KRAYN-NDX-PRT-0407 | current reg. valve SRE1-G1/4-01X/0.6-0.6 |  |  |  | PCE |  | 19962
KRAYN-NDX-PRT-0408 | pressure relief valve DB4E-012-CE0034 |  |  |  | PCE |  | 19963
KRAYN-NDX-PRT-1133 | pressure relief valve DB4E-012-CE0034 | Nordex USA JOBO | Highland 1 | WTGs | Each | 0 | 19963 |  |  | Nordex USA |  | 0
KRAYN-NDX-PRT-0409 | power unit Quint-PS-100-240AC/24DC/5 |  |  |  | PCE |  | 19999
KRAYN-NDX-PRT-0410 | ST analog inp.mod. IB ST ZF 24 PT100 4/4 |  |  |  | PCE |  | 20161
KRAYN-NDX-PRT-0411 | ST-Bus terminal IBS ST ZF 24 BK-T |  |  |  | PCE |  | 20162
KRAYN-NDX-PRT-0412 | cooler OK-EL9L/2.0/R/690-50/SO65 aktiv |  |  |  | PCE |  | 20185
KRAYN-NDX-PRT-0413 | ST-digital outp.mod.IB ST ZF 24 BDO 32/2 |  |  |  | PCE |  | 20447
KRAYN-NDX-PRT-0414 | ST analog input mod. IB ST ZF 24 BAI 8/I |  |  |  | PCE |  | 20448
KRAYN-NDX-PRT-0415 | ST-Bus terminal IBS ST ZF 24 BK RB-T |  |  |  | PCE | 588 | 20449 |  |  |  |  | 0
KRAYN-NDX-PRT-0416 | 3 way isolating amplifier MCR-C-U-I-4-DC |  |  |  | PCE |  | 20450
KRAYN-NDX-PRT-0417 | auxiliary contactor NL40E 24V DC |  |  |  | PCE |  | 20600
KRAYN-NDX-PRT-0418 | Ethernet switch FL SWITCH SF 8TX |  |  |  | PCE |  | 20739
KRAYN-NDX-PRT-0419 | auxil.curr.gear box cam limit switch+IGR |  |  |  | PCE |  | 20756
KRAYN-NDX-PRT-0420 | electric. brake f. azimut motor |  |  |  | PCE |  | 20769
KRAYN-NDX-PRT-0421 | thermistor motor protection relay CM-MSS |  |  |  | PCE |  | 20800
KRAYN-NDX-PRT-0422 | single pole circuit breaker S201-B6 |  |  |  | PCE |  | 20871
KRAYN-NDX-PRT-0423 | single pole circuit breaker S201-B10 |  |  |  | PCE |  | 20873
KRAYN-NDX-PRT-0424 | single pole circuit breaker S201-B16 |  |  |  | PCE |  | 20874
KRAYN-NDX-PRT-0425 | single pole circuit breaker S201-K2 |  |  |  | PCE |  | 20889
KRAYN-NDX-PRT-0426 | single pole circuit breaker S201-K3 |  |  |  | PCE |  | 20890
KRAYN-NDX-PRT-0427 | single pole circuit breaker S201-K4 |  |  |  | PCE |  | 20891
KRAYN-NDX-PRT-0428 | single pole circuit breaker S201-K6 |  |  |  | PCE |  | 20892
KRAYN-NDX-PRT-0429 | single pole circuit breaker S201-K10 |  |  |  | PCE |  | 20893
KRAYN-NDX-PRT-0430 | three pole circuit breaker S203M-B16 |  |  |  | PCE |  | 20913
KRAYN-NDX-PRT-0431 | three pole circuit breaker S203M-C25 |  |  |  | PCE |  | 20914
KRAYN-NDX-PRT-0432 | three pole circuit breaker S203M-C32 |  |  |  | PCE |  | 20917
KRAYN-NDX-PRT-0433 | three pole circuit breaker S203-K4 |  |  |  | PCE |  | 20920
KRAYN-NDX-PRT-0434 | three pole circuit breaker S203-K6 |  |  |  | PCE |  | 20921
KRAYN-NDX-PRT-0435 | three pole circuit breaker S203M-C40 |  |  |  | PCE |  | 20922
KRAYN-NDX-PRT-0436 | three pole circuit breaker S203-K10 |  |  |  | PCE |  | 20923
KRAYN-NDX-PRT-0437 | three pole circuit breaker S203-K16 |  |  |  | PCE |  | 20924
KRAYN-NDX-PRT-0438 | three pole circuit breaker S203M-C50 |  |  |  | PCE |  | 20925
KRAYN-NDX-PRT-0439 | three pole circuit breaker S203-K40 |  |  |  | PCE |  | 20927
KRAYN-NDX-PRT-0440 | three pole circuit breakerS203M-C63 10kA |  |  |  | PCE |  | 20929
KRAYN-NDX-PRT-0441 | mount. plug Quick 32A TE straight 5-pol |  |  |  | PCE |  | 20941
KRAYN-NDX-PRT-0442 | mount. plug Quick 16A TE straight 5-pol |  |  |  | PCE |  | 20942
KRAYN-NDX-PRT-0443 | mount. plug Quick 16A TE straight 3-pol |  |  |  | PCE |  | 20943
KRAYN-NDX-PRT-0444 | ground socket 230/Anbau/16A IP54 |  |  |  | PCE |  | 20944
KRAYN-NDX-PRT-0445 | star f. anemometer |  |  |  | PCE |  | 20977
KRAYN-NDX-PRT-0446 | pre-assembled cable 11 |  |  |  | PCE |  | 21045
KRAYN-NDX-PRT-0447 | filter pad for PF 5/6/7000 277x277mm |  |  |  | PCE |  | 21091
KRAYN-NDX-PRT-0448 | capsule fuse 10A/gR 10x38 600V 300kA |  |  |  | PCE |  | 21098
KRAYN-NDX-PRT-0449 | cooling device RTT Midi 750W |  |  |  | PCE |  | 21108
KRAYN-NDX-PRT-0450 | cool. device RTT Midi roof assemb. 750W |  |  |  | PCE |  | 21110
KRAYN-NDX-PRT-1108 | cool. device RTT Midi roof assemb. 750W | Nordex USA JOBO | Highland 1 | WTGs | Each | 0 | 21110 |  |  | Nordex USA |  | 0
KRAYN-NDX-PRT-0451 | pre-assembled cable 18 |  |  |  | PCE |  | 21334
KRAYN-NDX-PRT-0452 | pre-assembled cable 19 |  |  |  | PCE |  | 21335
KRAYN-NDX-PRT-0453 | armored hose VA E10,1 1/4'' lg 500 |  |  |  | PCE |  | 21427
KRAYN-NDX-PRT-0454 | battery charger type LGW 22406 ID02, |  |  |  | PCE |  | 21437
KRAYN-NDX-PRT-0455 | three-phase insulating transformer DTT 3 |  |  |  | PCE |  | 21453
KRAYN-NDX-PRT-0456 | pitch motor FBKF 132M/4D 400V, 5,8kW |  |  |  | PCE |  | 21485
KRAYN-NDX-PRT-0457 | fan with brake lining PFM 220 VG 002 |  |  |  | PCE |  | 21605
KRAYN-NDX-PRT-0458 | battery charger BL 18-400-24 |  |  |  | PCE |  | 21656
KRAYN-NDX-PRT-0459 | quenching circuit Transil diode RT 5/32 |  |  |  | PCE |  | 21781
KRAYN-NDX-PRT-0460 | fuse socket AES 1x38 1-pole 32A |  |  |  | PCE |  | 21793
KRAYN-NDX-PRT-0461 | fuse socket AES 22x58 1-pole 125A |  |  |  | PCE |  | 21794
KRAYN-NDX-PRT-0462 | Sign.multiplicat.MCR-FL-C-UI-2UI-DCI-NC |  |  |  | PCE |  | 21797
KRAYN-NDX-PRT-0463 | Capacitor hose 12mm diameter |  |  |  | M |  | 21852
KRAYN-NDX-PRT-0464 | DC/DC transducer 250W |  |  |  | PCE |  | 21917
KRAYN-NDX-PRT-0465 | PLC interface/relay of 2 change-over swi |  |  |  | PCE | 60.9 | 21996 |  |  |  |  | 0
KRAYN-NDX-PRT-0466 | yaw-DAS engine HCV 5,5KW 400V 50Hz |  |  |  | PCE |  | 22005
KRAYN-NDX-PRT-0467 | encoder IGR 3620/25 |  |  |  | PCE |  | 22022
KRAYN-NDX-PRT-0468 | cable connection EMV MS-SC-M40x1,5 |  |  |  | PCE |  | 22052
KRAYN-NDX-PRT-0469 | locknut brass SM-PE-M40x1,5 |  |  |  | PCE |  | 22053
KRAYN-NDX-PRT-0470 | undervolt.relay w 2 change-over contacts |  |  |  | PCE |  | 22060
KRAYN-NDX-PRT-0471 | optocoup.term.blockDEK-OE- 24DC/48DC/100 |  |  |  | PCE |  | 22061
KRAYN-NDX-PRT-0472 | spring cage through clamp ST 16 gray |  |  |  | PCE |  | 22063
KRAYN-NDX-PRT-0473 | auxiliary contact block OBEA 10AU |  |  |  | PCE |  | 22075
KRAYN-NDX-PRT-0474 | switch cabinet heater 100W |  |  |  | PCE |  | 22110
KRAYN-NDX-PRT-0475 | ST-Bus terminal IBS ST ZF 24 UC DIO 8/8/ |  |  |  | PCE |  | 22124
KRAYN-NDX-PRT-0476 | ST-digital-input IB ST ZF 24 BDI 16/4 |  |  |  | PCE |  | 22125
KRAYN-NDX-PRT-0477 | device clamp G 10/ 2 (to 10mm²) |  |  |  | PCE |  | 22126
KRAYN-NDX-PRT-0478 | damp room emergency lamp 1xT26/36W |  |  |  | PCE |  | 22137
KRAYN-NDX-PRT-0479 | time relay CT-ERE |  |  |  | PCE |  | 22144
KRAYN-NDX-PRT-0480 | freq. converter ACS800-01 20kVA 3x400V |  |  |  | PCE |  | 22165
KRAYN-NDX-PRT-0481 | brake resistor for ACS800 1000W |  |  |  | PCE |  | 22166
KRAYN-NDX-PRT-0482 | glas tube small fuse 5x20 T2,0A |  |  |  | PCE |  | 22167
KRAYN-NDX-PRT-0483 | central earthing point |  |  |  | PCE |  | 22176
KRAYN-NDX-PRT-0484 | ST plugset PSM-set-B-FOC/4-HCS |  |  |  | PCE |  | 22189
KRAYN-NDX-PRT-1062 | ST plugset PSM-set-B-FOC/4-HCS | Nordex USA JOBO | Highland 1 | WTGs | Each | 0 | 22189 |  |  | Nordex USA |  | 0
KRAYN-NDX-PRT-0485 | fuse socket AES 3x58 3 pole 125A |  |  |  | PCE |  | 22217
KRAYN-NDX-PRT-0486 | capsule fuse 40A/gR 22x58 690V 200kA |  |  |  | PCE |  | 22218
KRAYN-NDX-PRT-0487 | interference suppress.filter 1ph 600VAC |  |  |  | PCE |  | 22241
KRAYN-NDX-PRT-0488 | time relay CT-ARE non return RV |  |  |  | PCE |  | 22245
KRAYN-NDX-PRT-0489 | BS autom. grease pitch tooth system |  |  |  | PCE |  | 22335
KRAYN-NDX-PRT-0490 | gearbox-cam-switch S70 |  |  |  | PCE | 1166.76 | 22381 |  |  |  |  | 0
KRAYN-NDX-PRT-0491 | FO cable connection PG13,5 |  |  |  | PCE |  | 22389
KRAYN-NDX-PRT-0492 | Retifier Board f. Yaw motor brake 230VAC |  |  |  | PCE |  | 22470
KRAYN-NDX-PRT-0493 | adapter f. auxiliary switch block OEZNP1 |  |  |  | PCE |  | 22471
KRAYN-NDX-PRT-0494 | pre-assembled cable 20 |  |  |  | PCE |  | 22481
KRAYN-NDX-PRT-0495 | bushing housing 4-pin IP97 |  | Highland 1 |  | PCE |  | 22516
KRAYN-NDX-PRT-0496 | bushing contact 0,5-1mm² |  | Highland 1 |  | PCE |  | 22517
KRAYN-NDX-PRT-0497 | seal 0,5-1mm² |  |  |  | PCE |  | 22518
KRAYN-NDX-PRT-0498 | cable clamp 180° |  |  |  | PCE |  | 22519
KRAYN-NDX-PRT-0499 | protective plug PT 2X2-24AC-ST |  |  |  | PCE |  | 22545
KRAYN-NDX-PRT-0500 | base element PT 2X2+F-BE |  |  |  | PCE |  | 22546
KRAYN-NDX-PRT-0501 | protective plug PT 4X1-24AC-ST |  |  |  | PCE |  | 22547
KRAYN-NDX-PRT-0502 | LW converter PSI-MOS-RS422/FO 660 E |  |  |  | PCE |  | 22548
KRAYN-NDX-PRT-0503 | sound transmitter PA100 10-30V DC IP56 |  |  |  | PCE |  | 22649
KRAYN-NDX-PRT-0504 | micro switch 6A-250V |  |  |  | PCE |  | 22688
KRAYN-NDX-PRT-0505 | brake caliper BSAK 3000-MS40S-101 |  |  |  | PCE |  | 22719
KRAYN-NDX-PRT-0506 | main switch 63A 400V 3-pol with turn- |  |  |  | PCE |  | 22722
KRAYN-NDX-PRT-0507 | mounting frame VS-A-F-IP67 |  |  |  | PCE |  | 22726
KRAYN-NDX-PRT-0508 | bush insert VS-08-BU/BU-RJ45-F |  |  |  | PCE |  | 22728
KRAYN-NDX-PRT-0509 | protective cover VS-08-SD-F flat exec. |  |  |  | PCE |  | 22729
KRAYN-NDX-PRT-0510 | plastic cable hood VS-08-T-H-RJ45/IP67 |  |  |  | PCE |  | 22730
KRAYN-NDX-PRT-0511 | CAT5-pin insert VS-08-ST-H11-RJ45 |  |  |  | PCE |  | 22731
KRAYN-NDX-PRT-0512 | contact unit holder MCBH-00 |  |  |  | PCE |  | 22733
KRAYN-NDX-PRT-0513 | selector switch M2SS2-10B black |  |  |  | PCE |  | 22734
KRAYN-NDX-PRT-0514 | 1 NO contact unit MCB-10 |  |  |  | PCE |  | 22735
KRAYN-NDX-PRT-0515 | 1 NC contact unit MCB-01 |  |  |  | PCE |  | 22736
KRAYN-NDX-PRT-0516 | flat push button MP1-10B |  |  |  | PCE |  | 22737
KRAYN-NDX-PRT-0517 | flat push button MP1-10R red |  |  |  | PCE |  | 22738
KRAYN-NDX-PRT-0518 | lamp unit without holder MLB-1 |  |  |  | PCE |  | 22739
KRAYN-NDX-PRT-0519 | flat push button MP1-10G green |  |  |  | PCE |  | 22740
KRAYN-NDX-PRT-0520 | flat push button MP1-10L blue |  |  |  | PCE |  | 22741
KRAYN-NDX-PRT-0521 | emergency-off push button MPMT3-10R |  |  |  | PCE |  | 22742
KRAYN-NDX-PRT-0522 | 1 NO contact unit MCB-10G |  |  |  | PCE |  | 22743
KRAYN-NDX-PRT-0523 | 1 NO contact unit MCB-01G |  |  |  | PCE |  | 22744
KRAYN-NDX-PRT-0524 | status lamp ML1-100W white |  |  |  | PCE |  | 22745
KRAYN-NDX-PRT-0525 | status lamp ML1-100G green |  |  |  | PCE |  | 22746
KRAYN-NDX-PRT-0526 | status lamp ML1-100R red |  |  |  | PCE |  | 22747
KRAYN-NDX-PRT-0527 | selector switch M2SS1-10B black |  |  |  | PCE |  | 22748
KRAYN-NDX-PRT-0528 | standard bracket label black |  |  |  | PCE |  | 22749
KRAYN-NDX-PRT-0529 | insets f. select.switch settings 0 and 1 |  |  |  | PCE |  | 22750
KRAYN-NDX-PRT-0530 | light bulb with BA 9s holder 30V 1,2W |  |  |  | PCE |  | 22751
KRAYN-NDX-PRT-0531 | weight for wind vane 4.3129.03.... |  |  |  | PCE |  | 22763
KRAYN-NDX-PRT-0532 | automatic lubrication pump pitch |  |  |  | PCE |  | 22768
KRAYN-NDX-PRT-0533 | current reg. valve SRE 1-G1/4-01X/3-3.5 |  |  |  | PCE |  | 22773
KRAYN-NDX-PRT-0534 | single pole circuit breaker S201-K10 NA |  |  |  | PCE |  | 22783
KRAYN-NDX-PRT-0535 | current release 12...60V S2C-A1 |  |  |  | PCE |  | 22786
KRAYN-NDX-PRT-0536 | auxiliary switch S2C-H11L |  |  |  | PCE |  | 22787
KRAYN-NDX-PRT-0537 | universal crest rail PS1/60 |  |  |  | PCE |  | 22791
KRAYN-NDX-PRT-0538 | end cap 1-pin PS-END0 |  |  |  | PCE |  | 22792
KRAYN-NDX-PRT-0539 | brake pad set MD 550 incl. PT100 |  |  |  | PCE |  | 22861
KRAYN-NDX-PRT-0540 | sensor PT100 W/3m |  |  |  | PCE |  | 22864
KRAYN-NDX-PRT-0541 | brake pad single MD 550 excl. PT100 |  |  |  | PCE |  | 22881
KRAYN-NDX-PRT-0542 | system window 30''s profile 500x370x30 |  |  |  | PCE |  | 22904
KRAYN-NDX-PRT-0543 | support plate for panel PC 695x300x2mm |  |  |  | PCE |  | 22933
KRAYN-NDX-PRT-0544 | pitch drive N90/2500 |  |  |  | PCE |  | 23104
KRAYN-NDX-PRT-0545 | level switch FSK-127-2.X/0/-/12 |  |  |  | PCE |  | 23117
KRAYN-NDX-PRT-0546 | pressure relief valve DB4E-01X-250V |  |  |  | PCE |  | 23122
KRAYN-NDX-PRT-0547 | current reg. valve SRE1-G1/4-01X/1.6-2 |  |  |  | PCE |  | 23123
KRAYN-NDX-PRT-0548 | diaphragm vessel SBO250-3,5E1/112U-210AK |  |  |  | PCE |  | 23124
KRAYN-NDX-PRT-0549 | 4/3 way valve NG6 AD3L02CZ004 |  |  |  | PCE |  | 23125
KRAYN-NDX-PRT-0550 | 4/3 way valve NG6 AD3L03CZD14 |  |  |  | PCE |  | 23126
KRAYN-NDX-PRT-0551 | jumper Duplex ST/SC 9/125µm/3.0m |  |  |  | PCE |  | 23128
KRAYN-NDX-PRT-0552 | 2/2 way seat valve WSM06020Y-01-C-N-24DG |  |  |  | PCE |  | 23132
KRAYN-NDX-PRT-1079 | 2/2 way seat valve WSM06020Y-01-C-N-24DG | Nordex USA JOBO | Highland 1 | WTGs | Each | 0 | 32491 |  |  | Nordex USA |  | 0
KRAYN-NDX-PRT-1118 | 2/2 way seat valve WSM06020Y-01-C-N-24DG | Nordex USA JOBO | Highland 1 | WTGs | Each | 0 | 23132 |  |  | Nordex USA |  | 0
KRAYN-NDX-PRT-0553 | 2/2 way seat valve HS2-1 hyd. active |  |  |  | PCE |  | 23134
KRAYN-NDX-PRT-0554 | pressure reducing valve CDK32-5 |  |  |  | PCE |  | 23135
KRAYN-NDX-PRT-0555 | diaphr. vessel SBO210-0,75E1/112U-210AK |  |  |  | PCE |  | 23136
KRAYN-NDX-PRT-1045 | diaphr. vessel SBO210-0,75E1/112U-210AK | Nordex USA JOBO | Highland 1 | WTGs | Each | 0 | 23136 |  |  | Nordex USA |  | 0
KRAYN-NDX-PRT-0556 | pressure switch EDS 410-250-0-056 |  |  |  | PCE |  | 23141
KRAYN-NDX-PRT-0557 | seal bearing pitch |  |  |  | PCE |  | 23158
KRAYN-NDX-PRT-0558 | geared cam switch GTES WKA |  |  |  | PCE |  | 23171
KRAYN-NDX-PRT-1009 | geared cam switch GTES WKA | Nordex USA JOBO | Highland 1 | WTGs | Each | 0 | 23171 |  |  | Nordex USA |  | 0
KRAYN-NDX-PRT-0559 | button E225-11C 250V AC/16A red |  |  |  | PCE |  | 23172
KRAYN-NDX-PRT-0560 | pressure transd. HDA 4345-A-0016-000-F1 |  |  |  | PCE |  | 23183
KRAYN-NDX-PRT-0561 | ALU rotor bearing N90/2500 |  |  |  | PCE |  | 23233
KRAYN-NDX-PRT-0562 | Autom. lubrication gene. bearing N90/250 |  |  |  | PCE |  | 23234
KRAYN-NDX-PRT-0563 | automatical Lu yaw bearing N90/2500 |  |  |  | PCE |  | 23237
KRAYN-NDX-PRT-0564 | pump P203-8XLBO-2K7-AC-2A1.01 |  |  |  | PCE |  | 23248
KRAYN-NDX-PRT-0565 | capacitor hose 10mm diameter |  |  |  | M |  | 23322
KRAYN-NDX-PRT-0566 | blind plug SKINDICHT BL-M25x1,5 |  |  |  | PCE |  | 23462
KRAYN-NDX-PRT-0567 | feeding component KFD2-EB2 24V |  |  |  | PCE |  | 23512
KRAYN-NDX-PRT-0568 | universal frequency converter KFD2-UFC-E |  |  |  | PCE |  | 23513
KRAYN-NDX-PRT-0569 | slip and direction of rotation monitor |  |  |  | PCE |  | 23514
KRAYN-NDX-PRT-1020 | slip and direction of rotation monitor | Nordex USA JOBO | Highland 1 | WTGs | Each | 0 | 23514 |  |  | Nordex USA |  | 0
KRAYN-NDX-PRT-0570 | power rail PR03 application for DIN bar |  |  |  | PCE |  | 23515
KRAYN-NDX-PRT-0571 | reed switch NCN8-18GM40-N0-V1 |  |  |  | PCE |  | 23516
KRAYN-NDX-PRT-0572 | yaw drive N80/N90 L&S-Motor 5,5kWFU r/l |  |  |  | PCE |  | 23530
KRAYN-NDX-PRT-0573 | time relay CT-ERE 0,3-30s |  |  |  | PCE |  | 23606
KRAYN-NDX-PRT-0574 | CEE-wall connector 400V/32A 5-pole |  |  |  | PCE |  | 23615
KRAYN-NDX-PRT-0575 | rail switch RS20-O800M2M2SDAE 24V DC |  |  |  | PCE |  | 23628
KRAYN-NDX-PRT-0992 | rail switch RS20-O800M2M2SDAE 24V DC |  | Highland 1 |  | PCE |  | 23647
KRAYN-NDX-PRT-0576 | hydraulic filter element 0030 R020 BN4HC |  |  |  | PCE |  | 23743
KRAYN-NDX-PRT-0577 | cooler OK-EL11LLL-L/3.0/M/400-50 aktiv |  |  |  | PCE |  | 23861
KRAYN-NDX-PRT-0578 | Cooler OK-EL11LLL-L/3.0/W/400-50 aktiv |  |  |  | PCE |  | 23862
KRAYN-NDX-PRT-0579 | thermo bypass valve TB55-RV 0,2 |  |  |  | PCE |  | 23888
KRAYN-NDX-PRT-0580 | hyd. hose DN6x900 DKOL90°/CEL |  |  |  | PCE |  | 23932
KRAYN-NDX-PRT-0581 | hyd. hose DN10x680 DKOL90°/DKOL |  |  |  | PCE |  | 23937
KRAYN-NDX-PRT-0582 | locknut brass SM-PE-M12x1,5 |  |  |  | PCE |  | 23987
KRAYN-NDX-PRT-0583 | Over /under voltage monitor CM-EFS |  |  |  | PCE |  | 23988
KRAYN-NDX-PRT-0584 | hydraulic hoses m.Kab.d.funk.N90/2500 |  |  |  | PCE |  | 23999
KRAYN-NDX-PRT-0585 | hyd. hose GH793-6DN10x800 CEL/CEL |  |  |  | PCE |  | 24000
KRAYN-NDX-PRT-0586 | gearbox Bosch N90/2500 LS, N100 50Hz |  |  |  | PCE |  | 24001
KRAYN-NDX-PRT-0587 | Klüberplex BEM 41-132 cartridge |  |  |  | CAT |  | 24006
KRAYN-NDX-PRT-0588 | FI-circuit breaker 4-pole F204A-25/0, |  |  |  | PCE |  | 24011
KRAYN-NDX-PRT-0589 | FI-circuit breaker 4-pole F204A-40/0, |  |  |  | PCE |  | 24012
KRAYN-NDX-PRT-0595 | FI-circuit breaker 4-pole F204A-40/0, |  |  |  | PCE |  | 24095
KRAYN-NDX-PRT-0590 | fuse load-breaker OT160E4 200A 4-pin |  |  |  | PCE |  | 24014
KRAYN-NDX-PRT-0591 | repair kit pump OLF-5/4 FPM |  |  |  | PCE |  | 24059
KRAYN-NDX-PRT-0592 | repair kit OLF-5 filter case-FPM |  |  |  | PCE |  | 24060
KRAYN-NDX-PRT-0593 | 4/3 way valve NG6 AD3L03CZ004 |  |  |  | PCE |  | 24081
KRAYN-NDX-PRT-0594 | FI-circuit breaker 2-pole F202A-25/0,03 |  |  |  | PCE |  | 24091
KRAYN-NDX-PRT-0596 | inlet connector pin C13/90degree |  |  |  | PCE |  | 24097
KRAYN-NDX-PRT-0597 | inlet connect.bush. C20/US/90degrees |  |  |  | PCE |  | 24098
KRAYN-NDX-PRT-0598 | display and control panel CMW1-1-2 |  |  |  | PCE |  | 24118
KRAYN-NDX-PRT-0599 | Quenching circuit RV 5/50 |  |  |  | PCE |  | 24189
KRAYN-NDX-PRT-0600 | e-motor IMB5/V1 BG 90l-1,10kW-6P |  |  |  | PCE |  | 24202
KRAYN-NDX-PRT-0601 | Peripheral interface adapter K-ADP1 |  |  |  | PCE |  | 24244
KRAYN-NDX-PRT-0602 | RC-circ.plateEMG15-RC/220MYF/330R-PS8129 |  |  |  | PCE |  | 24245
KRAYN-NDX-PRT-0603 | ultrasonic anemometer 2D DSP |  |  |  | PCE |  | 24266
KRAYN-NDX-PRT-0604 | contactor GAE75-10-00 |  |  |  | PCE |  | 24246
KRAYN-NDX-PRT-0605 | gearbox Bosch N90/2500 60Hz HS |  |  |  | PCE |  | 24278
KRAYN-NDX-PRT-0606 | cable connection EMV MS-SC-M12x1,5 |  |  |  | PCE |  | 24324
KRAYN-NDX-PRT-0607 | hydraulic hose GH793-4DN6x2450 |  |  |  | PCE |  | 24376
KRAYN-NDX-PRT-0608 | cable connection brass MS-M20x1,5 |  |  |  | PCE |  | 24413
KRAYN-NDX-PRT-0609 | locknut brass SM-M20x1,5 |  |  |  | PCE |  | 24415
KRAYN-NDX-PRT-0610 | temperature transducerMCR-PT100-U-DC/3/2 |  |  |  | PCE |  | 24450
KRAYN-NDX-PRT-0611 | frequency converter without display 400V |  |  |  | PCE |  | 24465
KRAYN-NDX-PRT-0612 | ISDNmodem access router/hub 202H plus |  |  |  | PCE |  | 24495
KRAYN-NDX-PRT-0613 | rail-switch RS20-0800S2S2SDAEHH01.0 |  |  |  | PCE |  | 24516
KRAYN-NDX-PRT-0614 | optical fibre allocanter24exit 9/125coml |  |  |  | PCE |  | 24517
KRAYN-NDX-PRT-0615 | cooling water statUPS50-240F 60Hz 3ph/2 |  |  |  | PCE |  | 24528
KRAYN-NDX-PRT-0616 | gear pump KF63RF2-D15 14bar 60Hz |  |  |  | PCE |  | 24533
KRAYN-NDX-PRT-0617 | coupling 28/38-38/24 |  |  |  | PCE |  | 24576
KRAYN-NDX-PRT-0618 | cooling water station N80/90 60Hz |  |  |  | PCE |  | 24726
KRAYN-NDX-PRT-0619 | ad. label auxiliary lock |  |  |  | PCE |  | 24836
KRAYN-NDX-PRT-0620 | current reg. valve SRE1-G1/4-01X/0.8-1.0 |  |  |  | PCE |  | 24895
KRAYN-NDX-PRT-0621 | diaphr. vessel SBO210-2E1/112U-210AK |  |  |  | PCE |  | 24896
KRAYN-NDX-PRT-0622 | fast deaerator little 3/8'' |  |  |  | PCE |  | 24925
KRAYN-NDX-PRT-0623 | housing Box 5 |  |  |  | PCE |  | 24987
KRAYN-NDX-PRT-0624 | housing Box 7 |  |  |  | PCE |  | 24988
KRAYN-NDX-PRT-0625 | glas tube small fuse 5x20 T0,25A |  |  |  | PCE |  | 25156
KRAYN-NDX-PRT-0626 | support bracket AB-SK/E |  |  |  | PCE |  | 25254
KRAYN-NDX-PRT-0627 | TS-System-Chassis 23x73mm (int.) 600mm |  |  |  | PCE |  | 25350
KRAYN-NDX-PRT-0628 | G-fuse insert 1,6A 400V AC/DC |  |  |  | PCE |  | 25420
KRAYN-NDX-PRT-0629 | Break NFH10 65Nm 240V DC |  |  |  | PCE |  | 25424
KRAYN-NDX-PRT-0630 | break NFH10 90Nm 240V DC |  |  |  | PCE |  | 25425
KRAYN-NDX-PRT-0631 | D9converter FL MC 10/100 BASE-T/FO |  |  |  | PCE |  | 25430
KRAYN-NDX-PRT-0632 | controller CSC3-SU-W-A |  |  |  | PCE |  | 25437
KRAYN-NDX-PRT-0633 | difference measuring adapter CSC3-FIT-A |  |  |  | PCE |  | 25438
KRAYN-NDX-PRT-0634 | controller CSC3-HU-W-C2-B |  |  |  | PCE |  | 25439
KRAYN-NDX-PRT-1031 | controller CSC3-HU-W-C2-B | Nordex USA JOBO | Highland 1 | WTGs | Each | 0 | 25439 |  |  | Nordex USA |  | 0
KRAYN-NDX-PRT-0635 | shift angle controller pcb CSC3-LG-60 |  |  |  | PCE |  | 25440
KRAYN-NDX-PRT-0636 | thyristor ignition unit CSC3-ZS-F |  |  |  | PCE |  | 25441
KRAYN-NDX-PRT-0637 | CAN cable harness COM-CAN-KB-W2 |  |  |  | PCE |  | 25442
KRAYN-NDX-PRT-0638 | DC voltage monitoring device CSC3-GM1 |  |  |  | PCE |  | 25443
KRAYN-NDX-PRT-0639 | FIT board including case |  |  |  | PCE |  | 25444
KRAYN-NDX-PRT-0640 | transformer 3000/1A Kl0.2 10VA |  |  |  | PCE |  | 25447
KRAYN-NDX-PRT-0641 | cabinet heater HV031400253 |  |  |  | PCE |  | 25448
KRAYN-NDX-PRT-0642 | CSN screwing in heating element ERCH/30 |  |  |  | PCE |  | 25449
KRAYN-NDX-PRT-0643 | alternating voltage relay BU1-AC-230 |  |  |  | PCE |  | 25450
KRAYN-NDX-PRT-0644 | semiconductor safety device 690V, 700A |  |  |  | PCE |  | 25452
KRAYN-NDX-PRT-1049 | semiconductor safety device 690V, 700A | Nordex USA JOBO | Highland 1 | WTGs | Each | 0 | 25452 |  |  | Nordex USA |  | 0
KRAYN-NDX-PRT-0645 | high voltage G-fuse 7003427.4A |  |  |  | PCE |  | 25451
KRAYN-NDX-PRT-0646 | NH-fuse size 00, NH-SI 00 63A GL/GG |  |  |  | PCE | 18.97 | 25453 |  |  |  |  | 0
KRAYN-NDX-PRT-0647 | NH-fuse size 00, NH-SI 00 125A GL/GG |  |  |  | PCE |  | 25454
KRAYN-NDX-PRT-0648 | NH-fuse size 1 80A gG/gL 690V AC |  |  |  | PCE |  | 25455
KRAYN-NDX-PRT-0649 | USB delay unit V-28037-037-0001 |  |  |  | PCE |  | 25456
KRAYN-NDX-PRT-0650 | contactor DILM820/22-SOND699 |  |  |  | PCE |  | 25457
KRAYN-NDX-PRT-0651 | capacitor air contactor K3-62K00230 |  |  |  | PCE |  | 25458 |  |  |  |  | 0
KRAYN-NDX-PRT-0652 | auxiliary switch block side mount HB11 |  |  |  | PCE |  | 25459
KRAYN-NDX-PRT-0653 | power relay 56.32.8.230.0040 |  |  |  | PCE |  | 25460
KRAYN-NDX-PRT-0654 | base for relay, 96.72 |  |  |  | PCE |  | 25461
KRAYN-NDX-PRT-0655 | add. module 99.01.0.230 .98 |  |  |  | PCE |  | 25462
KRAYN-NDX-PRT-0656 | clamp 2-pin socket 96.72, 094.71 |  |  |  | PCE |  | 25463
KRAYN-NDX-PRT-0657 | power relay 56.34.9.024.0010 |  |  |  | PCE |  | 25464
KRAYN-NDX-PRT-0658 | clamp 4-pin socket 96.74, 096.71 |  |  |  | PCE |  | 25465
KRAYN-NDX-PRT-0659 | addition module 99.01.9.024 .99 |  |  |  | PCE |  | 25466
KRAYN-NDX-PRT-0660 | base for relay, 96.74 |  |  |  | PCE |  | 25467
KRAYN-NDX-PRT-0661 | time relay, 87.01.0.240.0000 |  |  |  | PCE |  | 25468
KRAYN-NDX-PRT-0662 | unloading induc 400-690V ±10%, V-28037-0 |  |  |  | PCE |  | 25469
KRAYN-NDX-PRT-0663 | field bus converter CSK1-CWIWC |  |  |  | PCE |  | 25470
KRAYN-NDX-PRT-0664 | manufactured CAN bus 4m, |  |  |  | PCE |  | 25471
KRAYN-NDX-PRT-0665 | auxiliary contact motor protect GV-AE20 |  |  |  | PCE |  | 25472
KRAYN-NDX-PRT-0666 | auxiliary contact motor protect GV-AN11 |  |  |  | PCE |  | 25473
KRAYN-NDX-PRT-0667 | circuit breaker, 3-poles NW32H1 |  |  |  | PCE |  | 25474
KRAYN-NDX-PRT-1044 | circuit breaker, 3-poles NW32H1 | Nordex USA JOBO | Highland 1 | WTGs | Each | 0 | 25474 |  |  | Nordex USA |  | 0
KRAYN-NDX-PRT-0668 | circuit breaker NS1250H 1250A 3-poles |  |  |  | PCE |  | 25475
KRAYN-NDX-PRT-0669 | transformer 3000/1A, 13A1056.3 |  |  |  | PCE |  | 25478
KRAYN-NDX-PRT-0670 | three-phase transf. 500VA 10%ED 50/60Hz |  |  |  | PCE |  | 25479
KRAYN-NDX-PRT-0671 | IGBT power section type RAC 313 |  |  |  | PCE |  | 25480
KRAYN-NDX-PRT-1025 | IGBT power section type RAC 313 | Nordex USA JOBO | Highland 1 | WTGs | Each | 0 | 25480 |  |  | Nordex USA |  | 0
KRAYN-NDX-PRT-0672 | Thyristor power block TZ740N22KOG |  |  |  | PCE |  | 25481
KRAYN-NDX-PRT-0673 | double-core ignition cable USE2-ZL |  |  |  | PCE |  | 25482
KRAYN-NDX-PRT-0674 | radio noise filter CSC-FI4-SE |  |  |  | PCE |  | 25483
KRAYN-NDX-PRT-0675 | burst-ballast filter CSC-FI1-BF |  |  |  | PCE |  | 25484
KRAYN-NDX-PRT-0676 | used grease box AS/NS |  |  |  | PCE |  | 25503
KRAYN-NDX-PRT-0677 | ad. label bridging_IT |  |  |  | PCE |  | 25563
KRAYN-NDX-PRT-0678 | air water cooler 70kW |  |  |  | PCE |  | 25657
KRAYN-NDX-PRT-0679 | textile hose PSE 3312x675 AOB 40 HR |  |  |  | PCE |  | 25659
KRAYN-NDX-PRT-0680 | attaching bracket WY000E6040B g 1 |  |  |  | PCE |  | 25660
KRAYN-NDX-PRT-0681 | WN711GB R2 brushes |  |  |  | PCE |  | 25666
KRAYN-NDX-PRT-0682 | grounding brush set of WN711CH g 1 |  |  |  | PCE |  | 25667
KRAYN-NDX-PRT-1042 | grounding brush set of WN711CH g 1 | Nordex USA JOBO | Highland 1 | WTGs | Each | 0 | 25667 |  |  | Nordex USA |  | 0
KRAYN-NDX-PRT-0683 | digital speed indicator WN725-07 |  |  |  | PCE |  | 25669
KRAYN-NDX-PRT-0684 | power pack plate230VAC f.ASA pump |  |  |  | PCE |  | 25702
KRAYN-NDX-PRT-0685 | interbus S-adapter module NIBA-01 |  |  |  | PCE |  | 25729
KRAYN-NDX-PRT-0686 | frequency converter 400V WTRS Durchste.- |  |  |  | PCE |  | 25764
KRAYN-NDX-PRT-0687 | Service System |  |  |  | PCE |  | 25788
KRAYN-NDX-PRT-0688 | square wrench 8mm chrome |  |  |  | PCE |  | 25800
KRAYN-NDX-PRT-0689 | screw-in heater O/AVI G 2x 600 |  |  |  | PCE |  | 25874
KRAYN-NDX-PRT-0690 | screw-in heater O/AVI G 2x 400 |  |  |  | PCE |  | 25875
KRAYN-NDX-PRT-0691 | feedback relay ASA pump |  |  |  | PCE |  | 25877
KRAYN-NDX-PRT-0692 | overvoltage protector DT-LAN-CAT.6+ |  |  |  | PCE |  | 26001
KRAYN-NDX-PRT-0693 | ethernet switch FL SWITCH SFN 5TX |  |  |  | PCE |  | 26077
KRAYN-NDX-PRT-0694 | interface adapter azimuth converter |  |  |  | PCE |  | 26170
KRAYN-NDX-PRT-0695 | time relay EZ 001 0.1s...10h on-delay |  |  |  | PCE |  | 26279
KRAYN-NDX-PRT-0696 | digital I/O board DIO100B V1.3 Rev.3 |  |  |  | PCE |  | 26379
KRAYN-NDX-PRT-0697 | fuse 5x20 fast acting 1,6A ceramic |  |  |  | PCE |  | 26398
KRAYN-NDX-PRT-0698 | cooling device 2000W roof assemb. |  |  |  | PCE |  | 26430
KRAYN-NDX-PRT-0699 | cable H07RN-F 1x70mm² |  |  |  | PCE |  | 26767
KRAYN-NDX-PRT-0700 | hose ring R-M50 |  |  |  | PCE |  | 27043
KRAYN-NDX-PRT-0701 | auxiliary contact 1S OA1G10 |  |  |  | PCE |  | 27135
KRAYN-NDX-PRT-0702 | re-fitting-set Hyd. Aggr. K08 beta |  |  |  | PCE |  | 27261
KRAYN-NDX-PRT-0703 | electronic overload relay E16 DU 18,9 |  |  |  | PCE |  | 27382
KRAYN-NDX-PRT-0704 | mounting plug NEMA5-20R |  |  |  | PCE |  | 27402
KRAYN-NDX-PRT-0705 | Kabel D-SUB 1:1 9-polig ST/BU 6m |  |  |  | PCE |  | 27466
KRAYN-NDX-PRT-0706 | PC-cable for LID-3210C ice detector |  |  |  | PCE |  | 27469
KRAYN-NDX-PRT-0707 | UPS Communication Cable Smart Signaling |  |  |  | PCE |  | 27470
KRAYN-NDX-PRT-0708 | UPS Communication Cable Smart Signaling |  |  |  | PCE |  | 27471
KRAYN-NDX-PRT-0709 | patch cable RJ45 grey 15m |  |  |  | PCE |  | 27472
KRAYN-NDX-PRT-0710 | Gender Changer 9-polig D-SUB BU/BU |  |  |  | PCE |  | 27474
KRAYN-NDX-PRT-0711 | Gender Changer 9-polig D-SUB ST/ST |  |  |  | PCE |  | 27475
KRAYN-NDX-PRT-0712 | D-SUB Adapter 9-polig D-SUB ST/BU |  |  |  | PCE |  | 27476
KRAYN-NDX-PRT-0713 | Adapter Pitchumrichter LUST U-DS 35 |  |  |  | PCE |  | 27477
KRAYN-NDX-PRT-0714 | D-SUB RS-232 Tester 9-polig |  |  |  | PCE |  | 27478
KRAYN-NDX-PRT-0715 | Adapter Hauptumrichter SEG |  |  |  | PCE |  | 27484
KRAYN-NDX-PRT-0716 | Silikonspray |  |  |  | PCE |  | 27538
KRAYN-NDX-PRT-0717 | output filter dU/dt 3-phase CSC1-FI3-U |  |  |  | PCE |  | 27548
KRAYN-NDX-PRT-0718 | hrc-fuse size 1 25A gG/gL 690V/AC |  |  |  | PCE |  | 27551
KRAYN-NDX-PRT-0719 | single pole circuit breaker S201-K20 |  |  |  | PCE |  | 27696
KRAYN-NDX-PRT-0720 | brake wear transmitter 10mm |  |  |  | PCE |  | 27698
KRAYN-NDX-PRT-0721 | multirange relays release delay |  |  |  | PCE |  | 27714
KRAYN-NDX-PRT-1141 | multirange relays release delay | Nordex USA JOBO | Highland 1 | WTGs | Each | 0 | 27714 |  |  | Nordex USA |  | 0
KRAYN-NDX-PRT-0722 | T-coupling Typ5 |  |  |  | PCE |  | 27771
KRAYN-NDX-PRT-0723 | Burst series filter CSC1-FI1-BF |  |  |  | PCE |  | 27787
KRAYN-NDX-PRT-0724 | brake resistor for ACS800 500W |  |  |  | PCE |  | 27788
KRAYN-NDX-PRT-0725 | slip ring unit K08 |  |  |  | PCE |  | 27835
KRAYN-NDX-PRT-0726 | steering set CENTA CL-75 steel |  |  |  | SA |  | 27790
KRAYN-NDX-PRT-0727 | cable set for slip ring unit K08 |  |  |  | PCE |  | 27836
KRAYN-NDX-PRT-0728 | peripheral interface adapter K-ADP-USB |  |  |  | PCE |  | 27854
KRAYN-NDX-PRT-0729 | sensor-actuator-bush M12 V1-W-IVH |  |  |  | PCE |  | 27855
KRAYN-NDX-PRT-0730 | air pressure indicator PTB110 5A1AB |  |  |  | PCE |  | 27857
KRAYN-NDX-PRT-0731 | warning sign 100x150 switch cabinets_ES |  |  |  | PCE |  | 28115
KRAYN-NDX-PRT-0732 | geared cam switch GTES WKA2 LED |  |  |  | PCE |  | 28168
KRAYN-NDX-PRT-0734 | geared cam switch GTES WKA2 LED |  |  |  | PCE |  | 28212
KRAYN-NDX-PRT-0733 | asynchr. motor AM 132 M4 Br G 5,8kW 5247 |  |  |  | PCE |  | 28193
KRAYN-NDX-PRT-0735 | transducer MFR500M/WK0400 |  |  |  | PCE | 6529.26 | 28222 |  |  |  |  | 0
KRAYN-NDX-PRT-0736 | multirange relays switch-on delay |  |  |  | PCE |  | 28293
KRAYN-NDX-PRT-0737 | encoder for pitch drive 5863 axial |  |  |  | PCE |  | 28357
KRAYN-NDX-PRT-0738 | pitch brake BFK 460-14-002 |  |  |  | PCE |  | 28358
KRAYN-NDX-PRT-0739 | pitch motor K08 gamma |  |  |  | PCE |  | 28359
KRAYN-NDX-PRT-0740 | pitch gearbox K08 gamma |  |  |  | PCE |  | 28360
KRAYN-NDX-PRT-0741 | air pressure indicator PTB330 |  |  |  | PCE |  | 28371
KRAYN-NDX-PRT-0742 | three-phase insulating transformer DTT80 |  |  |  | PCE |  | 28373
KRAYN-NDX-PRT-0743 | housing top box N100 |  |  |  | PCE |  | 28374
KRAYN-NDX-PRT-0744 | housing transformer box N100 |  |  |  | PCE |  | 28375
KRAYN-NDX-PRT-0745 | yaw brake K08 |  |  |  | PCE |  | 28494 |  |  |  |  | 0
KRAYN-NDX-PRT-0746 | touchpen incl. bracket IP B-08135/07 |  |  |  | PCE |  | 28615
KRAYN-NDX-PRT-0747 | plastic fitting RQG1-M40x1,5 AD42,5 |  |  |  | PCE |  | 28620
KRAYN-NDX-PRT-0748 | plastic fitting RQG1-M63x1,5 AD54,5 |  |  |  | PCE |  | 28623
KRAYN-NDX-PRT-0749 | cable connection M40x1,5 with 8mm hole |  |  |  | PCE |  | 28627
KRAYN-NDX-PRT-0750 | switch cabinet heater 150W 230V |  |  |  | PCE |  | 28749
KRAYN-NDX-PRT-0751 | automat 3 pole K32A, S203-K32 400V 6kA |  |  |  | PCE |  | 28788
KRAYN-NDX-PRT-0752 | cable set ready-made pitch3 SR/TB |  |  |  | PCE |  | 28896
KRAYN-NDX-PRT-0753 | Generator Winergy K08 |  |  |  | PCE |  | 28900
KRAYN-NDX-PRT-0754 | damp room lamp |  |  |  | PCE |  | 28902
KRAYN-NDX-PRT-0755 | heating mat 350W 230V 405x685 silicon |  |  |  | PCE |  | 28906
KRAYN-NDX-PRT-0756 | three pole circuit breaker S203-C25 6kA |  |  |  | PCE |  | 29030
KRAYN-NDX-PRT-0757 | three pole circuit breaker S203-C32 6kA |  |  |  | PCE |  | 29032
KRAYN-NDX-PRT-0758 | three pole circuit breaker S203-C40 6kA |  |  |  | PCE |  | 29034
KRAYN-NDX-PRT-0759 | three pole circuit breaker S203-C63 6kA |  |  |  | PCE |  | 29035
KRAYN-NDX-PRT-0760 | K08_MODULE_T_R100TMR_D2I3_MID3_TFl_HZ04 |  |  |  | PCE |  | 29061
KRAYN-NDX-PRT-0761 | damp room lamp 1xTC 5-11W |  |  |  | PCE |  | 29235
KRAYN-NDX-PRT-0762 | damp room lamp 1xT16/8W |  |  |  | PCE |  | 29236
KRAYN-NDX-PRT-0763 | illuminate Osram T16/8W |  |  |  | PCE |  | 29255
KRAYN-NDX-PRT-0764 | mounting plate for TS8806.500 |  |  |  | PCE |  | 29336
KRAYN-NDX-PRT-0765 | single pole circuit breaker S201-K25 |  |  |  | PCE |  | 29476
KRAYN-NDX-PRT-0766 | mounting plate BxH 1000x600mm |  |  |  | PCE |  | 29505
KRAYN-NDX-PRT-0767 | mounting plate BxH 1000x1300mm |  |  |  | PCE |  | 29506
KRAYN-NDX-PRT-0768 | mounting plate BxH 1000x2000mm |  |  |  | PCE |  | 29516
KRAYN-NDX-PRT-0769 | capsule fuse 20A/gR 14x51 690V 200kA |  |  |  | PCE |  | 29517
KRAYN-NDX-PRT-0770 | fuse socket AES 14x51 3-pole 50A |  |  |  | PCE |  | 29518
KRAYN-NDX-PRT-0771 | industrie PC K08 |  |  |  | PCE |  | 29558
KRAYN-NDX-PRT-1027 | industrie PC K08 | Nordex USA JOBO | Highland 1 | WTGs | Each | 0 | 29558 |  |  | Nordex USA |  | 0
KRAYN-NDX-PRT-0772 | H-junction QPD H 3PE2,5 BK |  |  |  | PCE |  | 29637
KRAYN-NDX-PRT-0773 | patch plug QPD P 3PE2,5 9-14 BK |  |  |  | PCE |  | 29638
KRAYN-NDX-PRT-0774 | nut QPD N 2,5 9-14 BK |  |  |  | PCE |  | 29639
KRAYN-NDX-PRT-0775 | retaining clip QPD CLIP 2,5 BK |  |  |  | PCE |  | 29640
KRAYN-NDX-PRT-0776 | grounding strap 16mm²-200mm-M8 |  |  |  | PCE |  | 29641
KRAYN-NDX-PRT-0777 | grounding strap 16mm²-300mm-M8 |  |  |  | PCE |  | 29642
KRAYN-NDX-PRT-0778 | terminal SK 5 |  |  |  | PCE |  | 29700
KRAYN-NDX-PRT-0779 | support bracket AB/SS-M |  |  |  | PCE |  | 29701
KRAYN-NDX-PRT-0780 | pitch motor K08 |  |  |  | PCE |  | 29901
KRAYN-NDX-PRT-0781 | yaw drive K08 |  |  |  | PCE |  | 29906
KRAYN-NDX-PRT-0782 | yaw motor K08 |  |  |  | PCE |  | 29904 |  |  |  |  | 0
KRAYN-BOP-PRT-0316 | yaw motor K08 | Nordex USA JOBO | Highland 1 | WTGs | Each | 1933.72 | 1 PCE | 20 | 20 | EverPower | Nordex USA Inc. | 2
KRAYN-NDX-PRT-0783 | pitch drive K08 gamma |  |  |  | PCE |  | 30057
KRAYN-NDX-PRT-0784 | rail support-set WSH 19 |  |  |  | PCE |  | 30062
KRAYN-NDX-PRT-0785 | busbar connector BFEH 1/WSH |  |  |  | PCE |  | 30063
KRAYN-NDX-PRT-0786 | K07T_04B0101Spinner |  |  |  | PCE |  | 30139
KRAYN-NDX-PRT-0787 | fastener TS assembly plate |  |  |  | PCE |  | 30369
KRAYN-NDX-PRT-0788 | pre-assembled cable 23 - interbus |  |  |  | PCE |  | 30675
KRAYN-NDX-PRT-0789 | pre-assembled cable 25 - interbus |  |  |  | PCE |  | 30677
KRAYN-NDX-PRT-0790 | cable connection M50x1,5 with 8mm hole |  |  |  | PCE |  | 30700
KRAYN-NDX-PRT-0791 | cable set ready-made pitch3 PK1 |  |  |  | PCE |  | 30776
KRAYN-NDX-PRT-0792 | cable set ready-made pitch3 PK2 |  |  |  | PCE |  | 30777
KRAYN-NDX-PRT-0793 | cable set ready-made pitch3 PK3 |  |  |  | PCE |  | 30778
KRAYN-NDX-PRT-0794 | phaseal bar monophase PS1/2 |  |  |  | PCE |  | 30811
KRAYN-NDX-PRT-0795 | phaseal bar monophase PS1/9 |  |  |  | PCE |  | 30812
KRAYN-NDX-PRT-0796 | phaseal bar 3-phase PS3/9 |  |  |  | PCE |  | 30814
KRAYN-NDX-PRT-0797 | phaseal bar 3-phase PS3/12 |  |  |  | PCE |  | 30815
KRAYN-NDX-PRT-0798 | wiring K08 pitch3_01 |  |  |  | PCE |  | 30819
KRAYN-NDX-PRT-0799 | wiring K08 pitch3_02 |  |  |  | PCE |  | 30820
KRAYN-NDX-PRT-0800 | wiring K08 pitch3_03 |  |  |  | PCE |  | 30821
KRAYN-NDX-PRT-0801 | air filter AW000C5001 R1 |  |  |  | PCE |  | 30830
KRAYN-NDX-PRT-0802 | FO cable POW 0.8m |  |  |  | PCE |  | 30849
KRAYN-NDX-PRT-0803 | FO cable POW 1.2m |  |  |  | PCE |  | 30850
KRAYN-NDX-PRT-0804 | fib.optic cable POW 2,0m |  |  |  | PCE |  | 30851
KRAYN-NDX-PRT-0805 | USB 2.0 cables Typ A - A 1,0m |  |  |  | PCE |  | 30962
KRAYN-NDX-PRT-0806 | wiring K08 TrafoBox |  |  |  | PCE |  | 30977
KRAYN-NDX-PRT-0807 | wiring K08 TopBox external gamma |  |  |  | PCE |  | 30978
KRAYN-NDX-PRT-0808 | wiring K08 TopBox01 internal gamma |  |  |  | PCE |  | 30979
KRAYN-NDX-PRT-0809 | wiring K08 TopBox02 internal gamma |  |  |  | PCE |  | 30980
KRAYN-NDX-PRT-0810 | Front-COM-USB-bushing IE-FCM-USB-A |  | Highland 1 |  | PCE |  | 30987
KRAYN-NDX-PRT-0811 | PLC-interface/relay PLC-SC-S/H |  |  |  | PCE |  | 31046
KRAYN-NDX-PRT-0812 | spacer ring SK615516-1 |  |  |  | PCE |  | 31047
KRAYN-NDX-PRT-0813 | plastic-blank box MEP1-0 |  |  |  | PCE |  | 31048
KRAYN-NDX-PRT-0814 | comfort lamp 18W 230V 50Hz |  |  |  | PCE |  | 31052
KRAYN-NDX-PRT-0815 | thermal release relay TA25DU 3,1 |  |  |  | PCE |  | 31054
KRAYN-NDX-PRT-0816 | generatorWin.JFWA-560MR-06A_CCV K08 |  |  |  | PCE |  | 31258
KRAYN-NDX-PRT-0817 | fuse, NH Size 1 |  |  |  | PCE |  | 31270
KRAYN-NDX-PRT-0818 | transformer, BMK -15T1, -15T2, -15T3 |  |  |  | PCE |  | 31273
KRAYN-NDX-PRT-0819 | surge arrester, BMK -15U4 |  |  |  | PCE |  | 31276
KRAYN-NDX-PRT-0820 | surge arrester base -15U4 |  |  |  | PCE |  | 31277
KRAYN-NDX-PRT-0821 | fuse, NH size 00 |  |  |  | PCE |  | 31278
KRAYN-NDX-PRT-0822 | fuse, NH Size 0 |  |  |  | PCE |  | 31282
KRAYN-NDX-PRT-0823 | lectro-optical converter |  |  |  | PCE |  | 31283
KRAYN-NDX-PRT-0824 | thyrister driver board TDB122V1.22 Rev.0 |  |  |  | PCE |  | 31284
KRAYN-NDX-PRT-0825 | electronic switch TSW-69-F-2500-S1 |  |  |  | PCE |  | 31285
KRAYN-NDX-PRT-0826 | stator crowbar SCB-69-60-2.1-0 |  |  |  | PCE |  | 31286
KRAYN-NDX-PRT-0827 | fuse, NH Size 01 |  |  |  | PCE |  | 31288
KRAYN-NDX-PRT-0828 | transformer -40T1, -40T2 |  |  |  | PCE |  | 31289
KRAYN-NDX-PRT-0829 | overvoltage protector, BMK -41E1 |  |  |  | PCE |  | 31290
KRAYN-NDX-PRT-0830 | mains filter, BMK -41E2 |  |  |  | PCE |  | 31291
KRAYN-NDX-PRT-0831 | contactor 220...240VAC, 3-pole, 1100A |  |  |  | PCE |  | 31292
KRAYN-NDX-PRT-0832 | contactor holding circuit, CHC10 V1.0 R0 |  |  |  | PCE |  | 31293
KRAYN-NDX-PRT-0833 | pre-charge unit, BMK -42E1 |  |  |  | PCE |  | 31294
KRAYN-NDX-PRT-0834 | power circuit breaker 3-pole 32A Char C |  |  |  | PCE |  | 31295
KRAYN-NDX-PRT-0835 | stator filter, BMK -43E1 |  |  |  | PCE |  | 31296
KRAYN-NDX-PRT-0836 | voltage feedback board UFB110 V1.1 Rev.1 |  |  |  | PCE |  | 31297
KRAYN-NDX-PRT-0837 | fuse, BMK -43X1 |  |  |  | PCE |  | 31299
KRAYN-NDX-PRT-0838 | transformer -44T1-44T2-44T3-47T1-47T2 |  |  |  | PCE |  | 31300
KRAYN-NDX-PRT-0839 | power stack with c bank, PU69-1600-K |  |  |  | PCE |  | 31301
KRAYN-NDX-PRT-0840 | choke, BMK -45L1, -45L2 |  |  |  | PCE |  | 31303
KRAYN-NDX-PRT-0841 | choke, BMK -46L1, -46L2 |  |  |  | PCE |  | 31305
KRAYN-NDX-PRT-0842 | dv/dt filter, BMK -47E1 |  |  |  | PCE |  | 31306
KRAYN-NDX-PRT-0843 | rotor crowbar, RCB-69-20-2.1-0 |  |  |  | PCE |  | 31307
KRAYN-NDX-PRT-0844 | thermostat BMK -50B1, -50B2 |  |  |  | PCE |  | 31311
KRAYN-NDX-PRT-0845 | radial fan, BMK -50M1, 50M2 |  |  |  | PCE |  | 31312
KRAYN-NDX-PRT-0846 | filter fan BMK -50M3, -50M4, -50M5 |  |  |  | PCE |  | 31313
KRAYN-NDX-PRT-0847 | roof fan with filter, BMK: -50M7 |  |  |  | PCE |  | 31314
KRAYN-NDX-PRT-0848 | filter fan BMK -50M8 |  |  |  | PCE |  | 31315
KRAYN-NDX-PRT-0849 | thermostat, -51B7, -51B8, -51B9, -51B10 |  |  |  | PCE |  | 31316
KRAYN-NDX-PRT-0850 | power circ.breaker, 1-pole, 10A, Char K |  |  |  | PCE |  | 31319
KRAYN-NDX-PRT-0851 | contactor 230VAC, 50/60Hz, 3-pol, 25A |  |  |  | PCE |  | 31320
KRAYN-NDX-PRT-0852 | temperature sensor, BMK -52R1, -69R2 |  |  |  | PCE |  | 31321
KRAYN-NDX-PRT-0853 | door switch, BMK -52S1 |  |  |  | PCE |  | 31322
KRAYN-NDX-PRT-0854 | selector switch, CG8, 1xNO |  |  |  | PCE |  | 31324
KRAYN-NDX-PRT-0855 | relay, EMG 17-REL/KSR-24/21-21-LC |  |  |  | PCE |  | 31327
KRAYN-NDX-PRT-0856 | contactor, 230VAC, 50/60Hz, 3-pole, 30AA |  |  |  | PCE |  | 31328
KRAYN-NDX-PRT-0857 | power supply 24VDC, 3.2A, 85…264VAC |  |  |  | PCE |  | 31329
KRAYN-NDX-PRT-0858 | power supply 24VDC, 10A, 100…240VAC |  |  |  | PCE |  | 31330
KRAYN-NDX-PRT-0859 | relay, EMG 17-REL/KSR-W230/21-21-LC |  |  |  | PCE |  | 31334
KRAYN-NDX-PRT-0860 | slip ring unit excl. encoder K08 gamma |  |  |  | PCE |  | 31338
KRAYN-NDX-PRT-0861 | analog I/O board AIO31 V3.1 Rev.12 |  |  |  | PCE |  | 31346
KRAYN-NDX-PRT-0862 | temperature transducer, BMK -69G1, -69G2 |  |  |  | PCE |  | 31347
KRAYN-NDX-PRT-0863 | relay EMG 12-REL/KSR-24/1 |  |  |  | PCE |  | 31348
KRAYN-NDX-PRT-0864 | IGRI 20/2 V2.0 Rev.1 |  |  |  | PCE |  | 31349
KRAYN-NDX-PRT-0865 | relay EMG 12-REL/KSR-24/2 |  |  |  | PCE |  | 31350
KRAYN-NDX-PRT-0866 | current control board CCB21 V2.1 Rev.3 |  |  |  | PCE |  | 31351
KRAYN-NDX-PRT-0867 | communication server 12…24V |  |  |  | PCE |  | 31352
KRAYN-NDX-PRT-0868 | handle bar for OT16..63 |  |  |  | PCE |  | 31445
KRAYN-NDX-PRT-0869 | ground socket 230/16A IP68 AP |  |  |  | PCE |  | 31447
KRAYN-NDX-PRT-0870 | gr.cam switch GTES WKA2 LED incl.brack. |  |  |  | PCE |  | 31784
KRAYN-NDX-PRT-0871 | Ice detector LID-3210D |  |  |  | PCE |  | 31839
KRAYN-NDX-PRT-0872 | oil circulation K08 gamma |  |  |  | PCE |  | 32059
KRAYN-NDX-PRT-0873 | plug 10x16 RD |  |  |  | PCE |  | 32192
KRAYN-NDX-PRT-0874 | high power axial fan type MD404 |  |  |  | PCE |  | 32241
KRAYN-NDX-PRT-0875 | motor protection switch MS325-0.63 |  |  |  | PCE |  | 32334
KRAYN-NDX-PRT-0876 | 2-deck tension spring clamp STTB 1,5-PE |  |  |  | PCE |  | 32433
KRAYN-NDX-PRT-0877 | temp. sensor f. battery charger LGW22406 |  |  |  | PCE |  | 32490
KRAYN-NDX-PRT-0878 | yaw converter K08 Gamma |  |  |  | PCE |  | 32537
KRAYN-NDX-PRT-0879 | phaseal bar 4-phase PS4/60/16A |  |  |  | PCE |  | 32729
KRAYN-NDX-PRT-0880 | end cap 4-pin PS-END1 |  |  |  | PCE |  | 32760
KRAYN-NDX-PRT-0881 | terminal UK 35 N |  |  |  | PCE |  | 32763
KRAYN-NDX-PRT-0882 | terminal USLKG 35 N |  |  |  | PCE |  | 32764
KRAYN-NDX-PRT-0883 | reed switch NCB8-18GM40-N0-V1 |  |  |  | PCE |  | 32945
KRAYN-NDX-PRT-1122 | reed switch NCB8-18GM40-N0-V1 | Nordex USA JOBO | Highland 1 | WTGs | Each | 0 | 32945 |  |  | Nordex USA |  | 0
KRAYN-NDX-PRT-1085 | reed switch NCB8-18GM40-N0-V1 | Nordex USA JOBO | Highland 1 | WTGs | Each | 0 | 9847 |  |  | Nordex USA |  | 0
KRAYN-NDX-PRT-0884 | distance bolt M6x100/12 |  |  |  | PCE |  | 33057
KRAYN-NDX-PRT-0885 | bottom cabinet K08 CCV |  |  |  | PCE |  | 33068
KRAYN-NDX-PRT-0886 | wiring K08 BO SEG CCV extern 590 |  |  |  | PCE |  | 33172
KRAYN-NDX-PRT-0887 | wiring K08 BO SEG CCV intern 565 |  |  |  | PCE |  | 33173
KRAYN-NDX-PRT-0888 | thermal release relay TA25DU 1,0 |  |  |  | PCE |  | 33365
KRAYN-NDX-PRT-0889 | thermal release relay TA25DU 1,8 |  |  |  | PCE |  | 33366
KRAYN-NDX-PRT-0890 | thermostate FLZ 510 -20°C...+40°C 1K |  |  |  | PCE |  | 33415
KRAYN-NDX-PRT-0891 | axial-fan A |  |  |  | PCE |  | 1000270
KRAYN-NDX-PRT-0892 | operation terminal bracket N80/N90 |  |  |  | PCE |  | 1000920
KRAYN-NDX-PRT-0893 | battery tray pitch2 N80/N90 |  |  |  | PCE |  | 1002120
KRAYN-NDX-PRT-0894 | pre-assembled cable 1 pitch 2 W322 |  |  |  | PCE |  | 1007370
KRAYN-NDX-PRT-0895 | pre-assembled cable 6 pitch 2 W308 |  |  |  | PCE |  | 1007380
KRAYN-NDX-PRT-0896 | pre-assembled cable 6 pitch 2 W408 |  |  |  | PCE |  | 1007380
KRAYN-NDX-PRT-0897 | pre-assembled cable 6 pitch 2 W508 |  |  |  | PCE |  | 1007380
KRAYN-NDX-PRT-0898 | Konfektionsleitung 7 Pitch 2 W405 |  |  |  | PCE |  | 1007380
KRAYN-NDX-PRT-0899 | prefabricated cable 7 Pitch 2 W505 |  |  |  | PCE |  | 1007380
KRAYN-NDX-PRT-0900 | pre-assembled cable 8 pitch 2 W374 |  |  |  | PCE |  | 1007380
KRAYN-NDX-PRT-0901 | Konfektionsleitung 16 Pitch 2 W318 |  |  |  | PCE |  | 1007480
KRAYN-NDX-PRT-0902 | pre-assembled cable 15 pitch 2 W309 |  |  |  | PCE |  | 1007580
KRAYN-NDX-PRT-0903 | Konfektionsleitung 16 Pitch 2 W418 |  |  |  | PCE |  | 1007590
KRAYN-NDX-PRT-0904 | support plate metal LWL distributor |  |  |  | PCE |  | 1009500
KRAYN-NDX-PRT-0905 | Rubber seal Pitchmaster2/Lust |  |  |  | PCE |  | 1011870
KRAYN-NDX-PRT-0906 | Pre-assembled cable 17 Pitch 2 W320 |  |  |  | PCE |  | 1012050
KRAYN-NDX-PRT-0907 | Pre-assembled cable 17 Pitch 2 W420 |  |  |  | PCE |  | 1012050
KRAYN-NDX-PRT-0908 | Pre-assembled cable 17 Pitch 2 W520 |  |  |  | PCE |  | 1012050
KRAYN-NDX-PRT-0909 | Pre-assembled cable 18 Pitch 2 W305 |  |  |  | PCE |  | 1012050
KRAYN-NDX-PRT-0910 | Pre-assembled cable 18 Pitch 2 W405 |  |  |  | PCE |  | 1012050
KRAYN-NDX-PRT-0911 | Pre-assembled cable 19 Pitch 2 W352 |  |  |  | PCE |  | 1012060
KRAYN-NDX-PRT-0912 | Pre-assembled cable 19 Pitch 2 W362 |  |  |  | PCE |  | 1012060
KRAYN-NDX-PRT-0913 | Pre-assembled cable 19 Pitch 2 W372 |  |  |  | PCE |  | 1012060
KRAYN-NDX-PRT-0914 | Pre-assembled cable 21 Pitch 2 W350/W351 |  |  |  | PCE |  | 1012060
KRAYN-NDX-PRT-0915 | Pre-assembled cable 21 Pitch 2 W360/W361 |  |  |  | PCE |  | 1012060
KRAYN-NDX-PRT-0916 | Pre-assembled cable 21 Pitch 2 W370/W371 |  |  |  | PCE |  | 1012060
KRAYN-NDX-PRT-0917 | Pre-assembled cable 22 Pitch 2 W321 |  |  |  | PCE |  | 1012230
KRAYN-NDX-PRT-0918 | Pre-assembled cable 22 Pitch 2 W421 |  |  |  | PCE |  | 1012240
KRAYN-NDX-PRT-0919 | Pre-assembled cable 22 Pitch 2 W521 |  |  |  | PCE |  | 1012240
KRAYN-NDX-PRT-0920 | setting jig 0° rotor blades position |  |  |  | PCE |  | 1012260
KRAYN-NDX-PRT-0921 | Pre-assembled cable 2 Pitch 3 W305 |  |  |  | PCE |  | 1013090
KRAYN-NDX-PRT-0922 | Pre-assembled cable 2 Pitch 3 W405 |  |  |  | PCE |  | 1013090
KRAYN-NDX-PRT-0923 | Pre-assembled cable 2 Pitch 3 W505 |  |  |  | PCE |  | 1013090
KRAYN-NDX-PRT-0924 | Pre-assembled cable 5 Pitch 3 W309 |  |  |  | PCE |  | 1013100
KRAYN-NDX-PRT-0925 | Pre-assembled cable 5 Pitch 3 W409 |  |  |  | PCE |  | 1013100
KRAYN-NDX-PRT-0926 | Pre-assembled cable 6 Pitch 3 W318 |  |  |  | PCE |  | 1013100
KRAYN-NDX-PRT-0927 | Pre-assembled cable 6 Pitch 3 W418 |  |  |  | PCE |  | 1013100
KRAYN-NDX-PRT-0928 | Pre-assembled cable 10 Pitch 3 W574 |  |  |  | PCE |  | 1013110
KRAYN-NDX-PRT-0929 | threshold about yaw drive |  |  |  | PCE |  | 1016360
KRAYN-NDX-PRT-0930 | pre-assembled cable 17 pitch 3 SR-400V |  |  |  | PCE |  | 1016690
KRAYN-NDX-PRT-0931 | pre-assembled cable 18 pitch 3 SR-BUS |  |  |  | PCE |  | 1016690
KRAYN-NDX-PRT-0932 | pre-assembled cable 4 azimuth W084 |  |  |  | PCE |  | 1017640
KRAYN-NDX-PRT-0933 | pre-assembled cable 5 azimuth W807 |  |  |  | PCE |  | 1017640
KRAYN-NDX-PRT-0934 | pre-assembled cable 19 pitch 3 W349 |  |  |  | PCE |  | 1018930
KRAYN-NDX-PRT-0935 | pre-assembled cable 19 pitch 3 W549 |  |  |  | PCE |  | 1018930
KRAYN-NDX-PRT-0936 | pre-assembled cable 20 pitch 3 W350/W351 |  |  |  | PCE |  | 1018930
KRAYN-NDX-PRT-0937 | pre-assembled cable 20 pitch 3 W450/W451 |  |  |  | PCE |  | 1018930
KRAYN-NDX-PRT-0938 | pre-assembled cable 20 pitch 3 W550/W551 |  |  |  | PCE |  | 1018930
KRAYN-NDX-PRT-0939 | pre-assembled cable 21 pitch 3 W303 |  |  |  | PCE |  | 1018930
KRAYN-NDX-PRT-0940 | pre-assembled cable 21 pitch 3 W403 |  |  |  | PCE |  | 1018940
KRAYN-NDX-PRT-0941 | pre-assembled cable 21 pitch 3 W503 |  |  |  | PCE |  | 1018940
KRAYN-NDX-PRT-0942 | pre-assembled cable 22 pitch 3 W306 |  |  |  | PCE |  | 1018940
KRAYN-NDX-PRT-0943 | pre-assembled cable 22 pitch 3 W406 |  |  |  | PCE |  | 1018940
KRAYN-NDX-PRT-0944 | pre-assembled cable 22 pitch 3 W506 |  |  |  | PCE |  | 1018940
KRAYN-NDX-PRT-0945 | Pre-assembled cable 24 Pitch 3 W322 |  |  |  | PCE |  | 1018940
KRAYN-NDX-PRT-0946 | pre-assembled cable 25 pitch 3 W374 |  |  |  | PCE |  | 1018940
KRAYN-NDX-PRT-0947 | Dismantling tool position sensor EQN1325 |  |  |  | PCE |  | 1019440
KRAYN-NDX-PRT-0948 | battery box pitch3 assembly |  |  |  | PCE |  | 1021230
KRAYN-NDX-PRT-0949 | converter cabinet FU1 pitch3 assembly |  |  |  | PCE |  | 1022270
KRAYN-NDX-PRT-0950 | converter cabinet FC2 pitch 3 assembly |  |  |  | PCE |  | 1022650
KRAYN-NDX-PRT-0951 | converter cabinet FU3 pitch3 assembly |  |  |  | PCE |  | 1022650
KRAYN-NDX-PRT-0952 | support frame topbox bottom |  |  |  | PCE |  | 1022890
KRAYN-NDX-PRT-0953 | support frame topbox top |  |  |  | PCE |  | 1022890
KRAYN-NDX-PRT-0954 | support frame trafobox top |  |  |  | PCE |  | 1022900
KRAYN-NDX-PRT-0955 | support frame trafobox bottom |  |  |  | PCE |  | 1022900
KRAYN-NDX-PRT-0956 | Reparatur Panel PC PPC5112Nordex03 |  |  |  | PCE |  | R21221
KRAYN-NDX-PRT-0957 | rep. frequency convertor |  |  |  | PCE |  | R25764
KRAYN-NDX-PRT-0958 | repaired LPC Hercules for maincontroller |  |  |  | PCE |  | R7290
KRAYN-NDX-PRT-0959 | Yaw Gear Box |  |  |  | PCE |  | 29905
KRAYN-NDX-PRT-0960 | Pitch bottle |  |  |  | PCE |  | 1025050
KRAYN-NDX-PRT-0961 | 25-1599-0086.REP1 |  |  |  | PCE |  | 27385
KRAYN-NDX-PRT-0962 | Positioning nut |  |  |  | PCE
KRAYN-NDX-PRT-0963 | 4000W 240V HEATER |  |  |  | PCE
KRAYN-NDX-PRT-0964 | ceplattyn grease |  |  |  | PCE |  | 18674
KRAYN-NDX-PRT-0965 | rubbish bag |  |  |  | PCE |  | 15135
KRAYN-NDX-PRT-0966 | rags |  |  |  | PCE |  | 3081
KRAYN-NDX-PRT-0967 | 1668-24 |  |  |  | PCE |  | 10934R
KRAYN-NDX-PRT-0968 | Hyd. Hose GH663 |  |  |  | PCE |  | 9112
KRAYN-NDX-PRT-0969 | 85150094 |  |  |  | PCE |  | 24764
KRAYN-NDX-PRT-0970 | Paint Brush 35mm |  |  |  | PCE |  | 21994
KRAYN-NDX-PRT-0971 | Bolt |  |  |  | PCE |  | 19466
KRAYN-NDX-PRT-0972 | Bolt |  |  |  | PCE |  | 32074
KRAYN-NDX-PRT-0973 | Filters |  |  |  | PCE |  | 7731
KRAYN-NDX-PRT-0974 | nut |  |  |  | PCE |  | 19427
KRAYN-NDX-PRT-0975 | Locknut |  |  |  | PCE |  | 23057
KRAYN-NDX-PRT-0976 | sixaflex |  |  |  | PCE |  | 19689
KRAYN-NDX-PRT-0991 | sixaflex |  | Highland 1 |  | PCE |  | 19686
KRAYN-NDX-PRT-0977 | RELAY |  |  |  | PCE |  | 102425
GAMSA-PRT-0384 | RELAY | Gamesa Wind US LLC |  |  |  | 221.93 | P393182 |  |  | Gamesa | 3M | 0
GAMSA-PRT-0176 | RELAY | Gamesa Wind US LLC |  |  |  | 10 | GP010568 |  |  | Gamesa | 3M | 0
KRAYN-NDX-PRT-0978 | current collector |  |  |  | PCE |  | 29269
KRAYN-NDX-PRT-0979 | Silicon Spray |  |  |  | PCE |  | 17275
KRAYN-NDX-PRT-0980 | Generator Brushes |  |  |  | PCE |  | 25567
KRAYN-NDX-PRT-0981 | main gear oil filter |  | Highland 1 |  | PCE |  | 16324
KRAYN-NDX-PRT-0982 | 2136-24 |  | Highland 1 |  | PCE |  | R10934
KRAYN-NDX-PRT-0983 | Fuse F62U (50 Amp) |  | Highland 1 |  | PCE |  | 27552
KRAYN-NDX-PRT-0984 | retrofit kit fan wheel L&S Version 1 |  | Highland 1 |  | PCE |  | 33600 |  |  |  |  | 0
KRAYN-NDX-PRT-0985 | general cleaner |  | Highland 1 |  | PCE |  | 20630
KRAYN-NDX-PRT-0987 | rubber cut 50x3 NBR 65 |  | Highland 1 |  | M |  | 31744
KRAYN-NDX-PRT-0988 | Rotor cover |  | Highland 1 |  | PCE |  | 1010350
KRAYN-NDX-PRT-0989 | washer |  | Highland 1 |  | PCE |  | 19463
KRAYN-NDX-PRT-0990 | nuts |  | Highland 1 |  | PCE |  | 194227
KRAYN-NDX-PRT-0993 | Counting ring |  | Highland 1 |  | PCE
KRAYN-NDX-PRT-0994 | Oil sample bottle |  | Highland 1 |  | PCE
KRAYN-NDX-PRT-0995 | Rotor rain cover |  | Highland 1 |  | PCE | [6 empty] | 0
KRAYN-NDX-PRT-0996 | LCE-50 coolant] |  | Highland 1 |  | PCE
KRAYN-NDX-PRT-0997 | timer relay |  | Highland 1 |  | PCE
KRAYN-NDX-PRT-0998 | Lubriplate |  | Highland 1 |  | PCE
KRAYN-NDX-PRT-0999 | Generator ALU grease |  | Highland 1 |  | PCE
KRAYN-NDX-PRT-1000 | srv hex nut-M36-10-flZnncL |  | Highland 1 |  | PCE |  | 28378
KRAYN-NDX-PRT-1001 | washer DIN 125-A 37-300HV-flZnncL |  | Highland 1 |  | PCE |  | 21630
KRAYN-NDX-PRT-1002 | srv stud bolt M36x490/250-10.9-flZnncL |  | Highland 1 |  | PCE |  | 23647
TWINR-BOP-PRT-0001 | 5/8 x 24 double arm bolt | Pike Energy Solutions | Twin Ridges | Tie Line |  | 6.27 |  |  |  | EverPower |  | 20
TWINR-BOP-PRT-0002 | 7/8 X 18 double arm bolt | Pike Energy Solutions | Twin Ridges | Tie Line | Each | 103.2 |  |  |  | EverPower |  | 1
TWINR-BOP-PRT-0003 | 7/8 X 24 double arm bolt | Pike Energy Solutions | Twin Ridges | Tie Line | Each | 118.8 |  |  |  | EverPower |  | 1
TWINR-BOP-PRT-0004 | Dead end Ts | Pike Energy Solutions | Twin Ridges | Tie Line | Each | 22.32 |  |  |  | EverPower |  | 12
TWINR-BOP-PRT-0005 | Curve washers | Pike Energy Solutions | Twin Ridges | Tie Line | Each | 2.33 |  |  |  | EverPower |  | 1
TWINR-BOP-PRT-0006 | Suspension shoes | Pike Energy Solutions | Twin Ridges | Tie Line | Each | 66.7 |  |  |  | EverPower |  | 12
TWINR-BOP-PRT-0007 | Shoes for loops | Pike Energy Solutions | Twin Ridges | Tie Line | Each | 66.7 |  |  |  | EverPower |  | 15
TWINR-BOP-PRT-0008 | Ground clamps | Pike Energy Solutions | Twin Ridges | Tie Line | Each | 1.65 |  |  |  | EverPower |  | 20
TWINR-BOP-PRT-0009 | Dog legs | Pike Energy Solutions | Twin Ridges | Tie Line | Each | 83.67 |  |  |  | EverPower |  | 6
TWINR-BOP-PRT-0010 | Staples | Pike Energy Solutions | Twin Ridges | Tie Line | Each | 0.23 |  |  |  | EverPower |  | 1100
TWINR-BOP-PRT-0011 | 1272 Full tension splice | Pike Energy Solutions | Twin Ridges | Tie Line | Each | 76.09 |  |  |  | EverPower |  | 16
TWINR-BOP-PRT-0012 | Lock nuts | Pike Energy Solutions | Twin Ridges | Tie Line | Each | 13.68 |  |  |  | EverPower |  | 1
TWINR-BOP-PRT-0013 | Fiber suspension shoes | Pike Energy Solutions | Twin Ridges | Tie Line | Each | 84.65 |  |  |  | EverPower |  | 2
TWINR-BOP-PRT-0014 | Fiber dead ends | Pike Energy Solutions | Twin Ridges | Tie Line | Each | 88.98 |  |  |  | EverPower |  | 1
TWINR-BOP-PRT-0015 | 6&quot; conduit straps | Pike Energy Solutions | Twin Ridges | Tie Line | Each | 52.17 |  |  |  | EverPower |  | 1
TWINR-BOP-PRT-0016 | Thimble eyes | Pike Energy Solutions | Twin Ridges | Tie Line | Each | 11.92 |  |  |  | EverPower |  | 1
TWINR-BOP-PRT-0017 | Y clevis | Pike Energy Solutions | Twin Ridges | Tie Line | Each | 20.89 |  |  |  | EverPower |  | 8
TWINR-BOP-PRT-0018 | Y ball | Pike Energy Solutions | Twin Ridges | Tie Line | Each | 5 |  |  |  | EverPower |  | 15
TWINR-BOP-PRT-0019 | Dead end bells | Pike Energy Solutions | Twin Ridges | Tie Line | Each | 5 |  |  |  | EverPower |  | 11
TWINR-BOP-PRT-0020 | Ground rods | Pike Energy Solutions | Twin Ridges | Tie Line | Each | 14.04 |  |  |  | EverPower |  | 10
TWINR-BOP-PRT-0021 | Bust anchor rods | Pike Energy Solutions | Twin Ridges | Tie Line | Each | 58.37 |  |  |  | EverPower |  | 12
TWINR-BOP-PRT-0022 | Screw anchor rods | Pike Energy Solutions | Twin Ridges | Tie Line | Each | 58.37 |  |  |  | EverPower |  | 12
TWINR-BOP-PRT-0023 | Armor rods | Pike Energy Solutions | Twin Ridges | Tie Line | Each | 20.19 |  |  |  | EverPower |  | 12
TWINR-BOP-PRT-0024 | Guy breakers | Pike Energy Solutions | Twin Ridges | Tie Line | Each | 30.05 |  |  |  | EverPower |  | 18
TWINR-BOP-PRT-0025 | Guy Wire | Pike Energy Solutions | Twin Ridges | Tie Line | Each | 0.87 |  |  |  | EverPower |  | 1.25
TWINR-BOP-PRT-0031 | Guy Wire | Pike Energy Solutions | Twin Ridges | Tie Line | Each | 750 |  |  |  | EverPower |  | 2.25
TWINR-BOP-PRT-0026 | UG Kellum Grip | Pike Energy Solutions | Twin Ridges | Tie Line | Each | 0 |  |  |  | EverPower |  | 12
TWINR-BOP-PRT-0027 | Dead End Insulators | Pike Energy Solutions | Twin Ridges | Tie Line |  | 163.07 |  |  |  | EverPower |  | 12
TWINR-BOP-PRT-0038 | 5/8 X 36 bolt | Pike Energy Solutions | Twin Ridges | Tie Line | Each | 11.03 |  |  |  | EverPower |  | 10
TWINR-BOP-PRT-0039 | Tangent Insulators | Pike Energy Solutions | Twin Ridges | Tie Line | Each | 416.3 |  |  |  | EverPower |  | 6
TWINR-BOP-PRT-0040 | 110' RS Brown Composite Pole | Pike Energy Solutions | Twin Ridges | Tie Line | Each | 18847.5 |  |  |  | EverPower |  | 2
TWINR-BOP-PRT-0054 | 110' RS Brown Composite Pole | Pike Energy Solutions | Twin Ridges | Tie Line | Each | 18847.5 | RS Shapiro RSP1100F0511C |  |  | EverPower |  | 0
TWINR-BOP-PRT-0042 | NKT FEV 138kV Termination | Pike Energy Solutions | Twin Ridges | Tie Line | Each | 10504.95 |  |  |  | EverPower |  | 1
TWINR-BOP-PRT-0059 | Fiber Splice Block | Pike Energy Solutions | Twin Ridges | Tie Line | Each | 19.09 | LGSBS8-5 |  |  | EverPower |  | 4
TWINR-BOP-PRT-0060 | Fiber Cable Strain Relief Bracket | Pike Energy Solutions | Twin Ridges | Tie Line | Each | 24.03 | 8003754 |  |  | EverPower |  | 2
TWINR-BOP-PRT-0062 | Fiber Cable Sealing Grommet | Pike Energy Solutions | Twin Ridges | Tie Line | Each | 10.38 | 8003591 |  |  | EverPower |  | 4
TWINR-BOP-PRT-0063 | Fiberlign Storage Dbl Arm Storage Bracket | Pike Energy Solutions | Twin Ridges | Tie Line | Each | 145.48 | 8003569 |  |  | EverPower |  | 1
TWINR-BOP-PRT-0064 | Fiber Splice Enclosure Pole Mounting Bracket | Pike Energy Solutions | Twin Ridges | Tie Line | Each | 22.97 | 8003702 |  |  | EverPower |  | 2
TWINR-BOP-PRT-0052 | 5/8 x 36 double-arm bolt (5/8" x 36" w/4 sq nt) | Pike Energy Solutions | Twin Ridges | Tie Line | Each | 11.03 |  |  |  | EverPower |  | 0
TWINR-BOP-PRT-0061 | Fiber Splice Protector Sleeve 12-pack | Pike Energy Solutions | Twin Ridges | Tie Line | Each | 7.19 | 8003509 |  |  | EverPower |  | 8
REPWR-PRT-0002 | Wire end sleeve,isol. 4qmm N gray |  |  | WTGs | Each | 0 | 10009 |  |  | REpower USA |  | 0
REPWR-PRT-0003 | Wire end sleeve,isol. 6qmm N yellow |  |  | WTGs | Each | 0 | 10010 |  |  | REpower USA |  | 0
REPWR-PRT-0004 | Wire end sleeve,isol. 16qmm N blue |  |  | WTGs | Each | 0 | 10016 |  |  | REpower USA |  | 0
REPWR-PRT-0005 | Carbon brush 20x32x64 M702 |  |  | WTGs | Each | 0 | 10066 |  |  | REpower USA |  | 0
REPWR-PRT-0006 | grease, high press., |  |  | WTGs | Each | 0 | 10089 |  |  | REpower USA |  | -1
REPWR-PRT-0007 | grease, high press., LGEP2, 5kg |  |  | WTGs | Each | 0 | 10090 |  |  | REpower USA |  | 0
REPWR-PRT-0009 | Cable binding 540x 7,5 black Cimco |  |  | WTGs | Each | 0 | 10181 |  |  | REpower USA |  | 0
REPWR-PRT-0010 | cabel lug, ring, 6qmm, M6, yellow |  |  | WTGs | Each | 0 | 10188 |  |  | REpower USA |  | 0
REPWR-PRT-0011 | lubricant,Molykote,Longterm 2+, 25kg |  |  | WTGs | Each | 0 | 10243 |  |  | REpower USA |  | 0
REPWR-PRT-0012 | oil,gearing |  |  | WTGs | Each | 0 | 10261 |  |  | REpower USA |  | 0
REPWR-PRT-0013 | Modem, Null |  |  | WTGs | Each | 0 | 10271 |  |  | REpower USA |  | 0
REPWR-PRT-0014 | lubricant,Molykote,G-rapid+, 400ml |  |  | WTGs | Each | 0 | 10272 |  |  | REpower USA |  | 0
REPWR-PRT-0015 | lubricant,Molykote,G |  |  | WTGs | Each | 0 | 10273 |  |  | REpower USA |  | 0
REPWR-PRT-0016 | lubricant,adhesive |  |  | WTGs | Each | 0 | 10282 |  |  | REpower USA |  | 0
REPWR-PRT-0017 | Threaded resistance thermometer |  |  | WTGs | Each | 0 | 10295 |  |  | REpower USA |  | 0
REPWR-PRT-0018 | Proximity switch |  |  | WTGs | Each | 0 | 10349 |  |  | REpower USA |  | 0
REPWR-PRT-0019 | contactor AC1=25A, AC3=4kW, MD |  |  | WTGs | Each | 0 | 10393 |  |  | REpower USA |  | 0
REPWR-PRT-0020 | sealant,Sikaflex 221,grey,310gr |  |  | WTGs | Each | 0 | 10444 |  |  | REpower USA |  | 0
REPWR-PRT-0021 | protection,corrosion-,Tectyl 506EH |  |  | WTGs | Each | 0 | 10513 |  |  | REpower USA |  | 0
REPWR-PRT-0022 | Handrail door , MD/MM |  |  | WTGs | Each | 0 | 10596 |  |  | REpower USA |  | 0
REPWR-PRT-0023 | Adapter,M 16X1,5XM10X1,MD70 |  |  | WTGs | Each | 0 | 10600 |  |  | REpower USA |  | 0
REPWR-PRT-0024 | Cell rubber, 40X4mm, SK S154.93, MD/MM |  |  | WTGs | Each | 0 | 10723 |  |  | REpower USA |  | 0
REPWR-PRT-0025 | Bottom of machine MEGI 786210 hard,MD/MM |  |  | WTGs | Each | 0 | 10814 |  |  | REpower USA |  | 0
REPWR-PRT-0026 | Emergency members galvanizes 6mm |  |  | WTGs | Each | 0 | 10834 |  |  | REpower USA |  | 0
REPWR-PRT-0027 | Elastomer bearing generator, MD/MM |  |  | WTGs | Each | 0 | 10962 |  |  | REpower USA |  | 0
REPWR-PRT-0028 | Threaded rod, M10 DIN 975 A4 |  |  | WTGs | Each | 0 | 10983 |  |  | REpower USA |  | 0
REPWR-PRT-0029 | Hexagon nut M 8, ISO4032-A2 |  |  | WTGs | Each | 0 | 11009 |  |  | REpower USA |  | 0
REPWR-PRT-0030 | Hexagon nut M 8, ISO4032-8-tZn |  |  | WTGs | Each | 0 | 11012 |  |  | REpower USA |  | 0
REPWR-PRT-0031 | Hexagon nut M10, ISO4032-8-tZn |  |  | WTGs | Each | 0 | 11017 |  |  | REpower USA |  | 0
REPWR-PRT-0032 | Nut M10, self-locking ISO7040-8-gZn |  |  | WTGs | Each | 0 | 11019 |  |  | REpower USA |  | 0
REPWR-PRT-0033 | Hexagonal nut M12, ISO4032-8-tZn |  |  | WTGs | Each | 0 | 11025 |  |  | REpower USA |  | 0
REPWR-PRT-0034 | Nut, M12, ISO7040-8-gZn |  |  | WTGs | Each | 0 | 11027 |  |  | REpower USA |  | 0
REPWR-PRT-0035 | Nut M12, ISO10511-A2 |  |  | WTGs | Each | 0 | 11029 |  |  | REpower USA |  | 0
REPWR-PRT-0036 | Nut M12, ISO10511-N-8-gZn |  |  | WTGs | Each | 0 | 11030 |  |  | REpower USA |  | 0
REPWR-PRT-0037 | Hexagonal nut M16, ISO4032-8-tZn |  |  | WTGs | Each | 0 | 11034 |  |  | REpower USA |  | 0
REPWR-PRT-0038 | Hexagonal nut M16, DIN 934-10 |  |  | WTGs | Each | 0 | 11035 |  |  | REpower USA |  | 0
REPWR-PRT-0039 | Nut M16, ISO10511-8-dovetails |  |  | WTGs | Each | 0 | 11038 |  |  | REpower USA |  | 0
REPWR-PRT-0040 | Hexagon nut M20, ISO4032-10-tZn |  |  | WTGs | Each | 0 | 11042 |  |  | REpower USA |  | 0
REPWR-PRT-0041 | Nut M24, ISO4032-8-tZn |  |  | WTGs | Each | 0 | 11046 |  |  | REpower USA |  | 0
REPWR-PRT-0042 | aluminium pop rivet 5x16 big head |  |  | WTGs | Each | 0 | 11056 |  |  | REpower USA |  | 0
REPWR-PRT-0043 | Hexagon bolt M5x40-ISO4017-8.8-gZn |  |  | WTGs | Each | 0 | 11077 |  |  | REpower USA |  | 0
REPWR-PRT-0044 | HH bolt, M 6x 20-ISO4017-8.8-gZn |  |  | WTGs | Each | 0 | 11086 |  |  | REpower USA |  | 0
REPWR-PRT-0045 | Hexagon screw M 6x 30-ISO4017-8.8-gal |  |  | WTGs | Each | 0 | 11090 |  |  | REpower USA |  | 0
REPWR-PRT-0046 | Hex bolt, M 6x 35-ISO4017-8.8-verz |  |  | WTGs | Each | 0 | 11092 |  |  | REpower USA |  | 0
REPWR-PRT-0047 | Hexagon screw M 6x 40-ISO4014-8.8-gZn |  |  | WTGs | Each | 0 | 11093 |  |  | REpower USA |  | 0
REPWR-PRT-0048 | Hexagon bolt M 8x 20-ISO4017-A2 |  |  | WTGs | Each | 0 | 11105 |  |  | REpower USA |  | 0
REPWR-PRT-0049 | HH bolt, M 8x 25-ISO4017-8.8-tZn |  |  | WTGs | Each | 0 | 11107 |  |  | REpower USA |  | 0
REPWR-PRT-0050 | Coach bolt, M 8x 30-ISO8677-A2 |  |  | WTGs | Each | 0 | 11108 |  |  | REpower USA |  | 0
REPWR-PRT-0051 | Hexagon bolt M 8x 30-ISO4017-A2 |  |  | WTGs | Each | 0 | 11112 |  |  | REpower USA |  | 0
REPWR-PRT-0052 | Coach bolt, M 8x 40-ISO8677-A2 |  |  | WTGs | Each | 0 | 11117 |  |  | REpower USA |  | 0
REPWR-PRT-0053 | Hexagon bolt M8x60-ISO4017-8.8-gZn |  |  | WTGs | Each | 0 | 11121 |  |  | REpower USA |  | 0
REPWR-PRT-0054 | HH bolt, M10x 30-ISO4017-8.8-tZn |  |  | WTGs | Each | 0 | 11128 |  |  | REpower USA |  | 0
REPWR-PRT-0055 | Hexagon bolt, M10x60-ISO4014-8.8-tZn |  |  | WTGs | Each | 0 | 11142 |  |  | REpower USA |  | 0
REPWR-PRT-0056 | HH bolt, M12x 30-ISO4017-8.8-tZn |  |  | WTGs | Each | 0 | 11145 |  |  | REpower USA |  | 0
REPWR-PRT-0057 | HH bolt, M12x 35-ISO4017-8.8-tZn |  |  | WTGs | Each | 0 | 11149 |  |  | REpower USA |  | 0
REPWR-PRT-0058 | HH bolt, M12x 45-ISO4017-8.8-tZn |  |  | WTGs | Each | 0 | 11153 |  |  | REpower USA |  | 0
REPWR-PRT-0059 | Hexagon bolt M12x50-ISO4014-8.8-tZn |  |  | WTGs | Each | 0 | 11156 |  |  | REpower USA |  | 0
REPWR-PRT-0060 | hexagon bolt, M12x60-ISO4017-A2 |  |  | WTGs | Each | 0 | 11158 |  |  | REpower USA |  | 0
REPWR-PRT-0061 | hexagon bolt, M12x70-ISO4017-A2 |  |  | WTGs | Each | 0 | 11161 |  |  | REpower USA |  | 0
REPWR-PRT-0062 | HH bolt, M16x 30, ISO4017,8.8, tZn |  |  | WTGs | Each | 0 | 11166 |  |  | REpower USA |  | 0
REPWR-PRT-0063 | Hexagon screw M16x 35-ISO4017-8.8-tZn |  |  | WTGs | Each | 0 | 11170 |  |  | REpower USA |  | 0
REPWR-PRT-0064 | HH bolt, M16x 40, ISO4017,8.8, tZn |  |  | WTGs | Each | 0 | 11172 |  |  | REpower USA |  | 0
REPWR-PRT-0065 | hexagon bolt, M16x45-ISO4017-10.9 |  |  | WTGs | Each | 0 | 11174 |  |  | REpower USA |  | 0
REPWR-PRT-0066 | HH bolt, M16x 50, ISO4017,8.8, tZn |  |  | WTGs | Each | 0 | 11176 |  |  | REpower USA |  | 0
REPWR-PRT-0067 | HH bolt, M16x 60, ISO4014,8.8, tZn |  |  | WTGs | Each | 0 | 11182 |  |  | REpower USA |  | 0
REPWR-PRT-0068 | HH bolt, M16x 65, ISO4017, 10.9 |  |  | WTGs | Each | 0 | 11187 |  |  | REpower USA |  | 0
REPWR-PRT-0069 | HH bolt, M16x 70-ISO4014-8.8-tZn |  |  | WTGs | Each | 0 | 11188 |  |  | REpower USA |  | 0
REPWR-PRT-0070 | Hexagon bolt, |  |  | WTGs | Each | 0 | 11239 |  |  | REpower USA |  | 0
REPWR-PRT-0071 | HV-Assembly, M36x205-10.9/10-tZn |  |  | WTGs | Each | 0 | 11256 |  |  | REpower USA
REPWR-PRT-0072 | Washer 10-ISO7089-tZn |  |  | WTGs | Each | 0 | 11289 |  |  | REpower USA |  | 0
REPWR-PRT-0073 | Washer 10-ISO7093-h.d.gal |  |  | WTGs | Each | 0 | 11291 |  |  | REpower USA |  | 0
REPWR-PRT-0074 | Washer 12-ISO7089-A4 |  |  | WTGs | Each | 0 | 11292 |  |  | REpower USA |  | 0
REPWR-PRT-0075 | Washer 12-ISO7089-tZn |  |  | WTGs | Each | 0 | 11294 |  |  | REpower USA |  | 0
REPWR-PRT-0076 | Washer 12-ISO7093-A2 |  |  | WTGs | Each | 0 | 11299 |  |  | REpower USA |  | 0
REPWR-PRT-0077 | Washer 12-ISO7093-tZn |  |  | WTGs | Each | 0 | 11300 |  |  | REpower USA |  | 0
REPWR-PRT-0078 | Washer 16 -ISO7089-tZn |  |  | WTGs | Each | 0 | 11304 |  |  | REpower USA |  | 0
REPWR-PRT-0079 | Washer 24-ISO7089-tZn |  |  | WTGs | Each | 0 | 11319 |  |  | REpower USA |  | 0
REPWR-PRT-0080 | HV-Washer, EN14399-6 -27- tZn |  |  | WTGs | Each | 0 | 11325 |  |  | REpower USA |  | 0
REPWR-PRT-0081 | Washer 30-ISO7089-tZn-300HV |  |  | WTGs | Each | 0 | 11329 |  |  | REpower USA |  | 0
REPWR-PRT-0082 | Washer 6-ISO7093-A2 |  |  | WTGs | Each | 0 | 11342 |  |  | REpower USA |  | 0
REPWR-PRT-0083 | Washer 8-ISO7089-tZn |  |  | WTGs | Each | 0 | 11345 |  |  | REpower USA |  | 0
REPWR-PRT-0084 | Washer 8-ISO7093-A2 |  |  | WTGs | Each | 0 | 11347 |  |  | REpower USA |  | 0
REPWR-PRT-0085 | Hinged joint with screwed end, DIN 71802 |  |  | WTGs | Each | 0 | 11356 |  |  | REpower USA |  | 0
REPWR-PRT-0086 | hex-head screw ,M12x90-ISO4017-A2 |  |  | WTGs | Each | 0 | 11455 |  |  | REpower USA |  | 0
REPWR-PRT-0087 | protection,corrosion-,Tectyl Amber,400ml |  |  | WTGs | Each | 0 | 11549 |  |  | REpower USA |  | 0
REPWR-PRT-0088 | hub safety rail, tZn, 48/600-750 |  |  | WTGs | Each | 0 | 11556 |  |  | REpower USA |  | 0
REPWR-PRT-0089 | Filter element |  |  | WTGs | Each | 0 | 11563 |  |  | REpower USA |  | -1
REPWR-PRT-0090 | filter element 852519SM-L f. PI0121SM-L |  |  | WTGs | Each | 0 | 11581 |  |  | REpower USA |  | 0
REPWR-PRT-0091 | Heat shrink sleeve Cellpack SRH2 56-16 |  |  | WTGs | Each | 0 | 11635 |  |  | REpower USA |  | 0
REPWR-PRT-0092 | Cheese head crew M5x16-ISO1207-4.8-gZn |  |  | WTGs | Each | 0 | 11770 |  |  | REpower USA |  | 0
REPWR-PRT-0093 | HH bolt, M12x 40-ISO4017-8.8-tZn |  |  | WTGs | Each | 0 | 11779 |  |  | REpower USA |  | 0
REPWR-PRT-0094 | Washer Spring, A12, DIN127-gzn |  |  | WTGs | Each | 0 | 11790 |  |  | REpower USA |  | 0
REPWR-PRT-0095 | threaded joint, IPON PG16 |  |  | WTGs | Each | 0 | 11820 |  |  | REpower USA |  | 0
REPWR-PRT-0096 | Snap hook 60x6 mm Zn n. C DIN 5299 |  |  | WTGs | Each | 0 | 11842 |  |  | REpower USA |  | 0
REPWR-PRT-0097 | rust remover,SLRK 40, 400ml |  |  | WTGs | Each | 0 | 13129 |  |  | REpower USA |  | 0
REPWR-PRT-0098 | Brush angled, 1&quot;, 25mm |  |  | WTGs | Each | 0 | 13137 |  |  | REpower USA |  | 0
REPWR-PRT-0099 | Brush angled, 1 1/2&quot;, 38 mm |  |  | WTGs | Each | 0 | 13138 |  |  | REpower USA |  | 0
REPWR-PRT-0100 | paintbrush No.6, round, Rotring |  |  | WTGs | Each | 0 | 13142 |  |  | REpower USA |  | 0
REPWR-PRT-0101 | thread locking,Loctite 243, 50ml |  |  | WTGs | Each | 0 | 13160 |  |  | REpower USA |  | 0
REPWR-PRT-0102 | Single head wrench, SW46, DIN 894 |  |  | WTGs | Each | 0 | 14207 |  |  | REpower USA |  | 0
REPWR-PRT-0103 | spiral hose SPF 10-PP-BK |  |  | WTGs | Each | 0 | 14300 |  |  | REpower USA |  | 0
REPWR-PRT-0104 | spiral hose Typ SPF-40-PP-BK |  |  | WTGs | Each | 0 | 14335 |  |  | REpower USA |  | 0
REPWR-PRT-0105 | lubricant,adhesive-,OKS 495, 5kg |  |  | WTGs | Each | 0 | 14379 |  |  | REpower USA |  | 0
REPWR-PRT-0106 | pressure transducer S-10,0-16bar,G1/2B |  |  | WTGs | Each | 0 | 14467 |  |  | REpower USA |  | 0
REPWR-PRT-0107 | Lambskin roll 100mm |  |  | WTGs | Each | 0 | 14481 |  |  | REpower USA |  | 0
REPWR-PRT-0108 | Nonreturnable protective clothing XXL wh |  |  | WTGs | Each | 0 | 14862 |  |  | REpower USA |  | 0
REPWR-PRT-0109 | Cable tie 360x7,6 mm T150 R-BK |  |  | WTGs | Each | 0 | 14863 |  |  | REpower USA |  | 0
REPWR-PRT-0110 | Plug, Ph&#246;nix MSTBT without housing |  |  | WTGs | Each | 0 | 15104 |  |  | REpower USA |  | 0
REPWR-PRT-0111 | Pipe insulation, Tubolit DG35/20 DIN4102 |  |  | WTGs | Each | 0 | 15210 |  |  | REpower USA |  | 0
REPWR-PRT-0112 | Nut M12, self-locking ISO 7040 A2 |  |  | WTGs | Each | 0 | 15317 |  |  | REpower USA |  | 0
REPWR-PRT-0113 | sign, slide, symbol for tension dart |  |  | WTGs | Each | 0 | 15323 |  |  | REpower USA |  | 0
REPWR-PRT-0114 | glycerol stuffed manometer NG63, 0-60bar |  |  | WTGs | Each | 0 | 15403 |  |  | REpower USA |  | 0
REPWR-PRT-0115 | lightning protection VAL-MS-230ST |  |  | WTGs | Each | 0 | 15404 |  |  | REpower USA |  | 0
REPWR-PRT-0116 | glycerol manometer NG63, 0-160bar,minime |  |  | WTGs | Each | 0 | 15405 |  |  | REpower USA |  | 0
REPWR-PRT-0117 | Connection cable CMW-MitaArcNet |  |  | WTGs | Each | 0 | 15502 |  |  | REpower USA |  | 0
REPWR-PRT-0118 | Lubrication unit,rotor bearing,MD/MM |  |  | WTGs | Each | 0 | 15519 |  |  | REpower USA |  | 0
REPWR-PRT-0119 | Insulating screw joint, 6qmm |  |  | WTGs | Each | 0 | 15557 |  |  | REpower USA |  | 0
REPWR-PRT-0120 | Insulating screw joint, 10 qmm |  |  | WTGs | Each | 0 | 15558 |  |  | REpower USA |  | 0
REPWR-PRT-0121 | Fiberglas cable 6L 62, 5&#181; ,2 -130,5m,PP |  |  | WTGs | Each | 0 | 15666 |  |  | REpower USA |  | 0
REPWR-PRT-0122 | Mounting plate, GF-Honeywell, PP/82B |  |  | WTGs | Each | 0 | 15669 |  |  | REpower USA |  | 0
REPWR-PRT-0123 | grease,f.chainhoist,Renolit LZR000,200gr |  |  | WTGs | Each | 0 | 15744 |  |  | REpower USA |  | 0
REPWR-PRT-0124 | Locknut, 116 M25 OBO |  |  | WTGs | Each | 0 | 15746 |  |  | REpower USA |  | 0
REPWR-PRT-0125 | Locknut, 116 M32 OBO |  |  | WTGs | Each | 0 | 15747 |  |  | REpower USA |  | 0
REPWR-PRT-0126 | fitting , IPON, M16x1,5 |  |  | WTGs | Each | 0 | 15863 |  |  | REpower USA |  | 0
REPWR-PRT-0127 | cable fitting OBO V-TEC-VM20x1,5 LGR |  |  | WTGs | Each | 0 | 15875 |  |  | REpower USA |  | 0
REPWR-PRT-0128 | EO-Messanschluss M14x1,5&#160; (Mini) |  |  | WTGs | Each | 0 | 15937 |  |  | REpower USA |  | 0
REPWR-PRT-0129 | relay EMT6 |  |  | WTGs | Each | 0 | 16054 |  |  | REpower USA |  | 0
REPWR-PRT-0130 | Cable H05V-K, 1qmm, red, Rg100 |  |  | WTGs | Each | 0 | 16191 |  |  | REpower USA |  | 0
REPWR-PRT-0131 | Magnet &#248;33mm with hook, white |  |  | WTGs | Each | 0 | 16197 |  |  | REpower USA |  | 0
REPWR-PRT-0132 | Profile cylinder lock810,No107, 35,5-55, |  |  | WTGs | Each | 0 | 16247 |  |  | REpower USA |  | 0
REPWR-PRT-0133 | 0 |  |  | WTGs | Each | 0 | 16258 |  |  | REpower USA |  | 0
REPWR-PRT-0134 | rubber-metal-buffer (B) 25x35,M6,60Shore |  |  | WTGs | Each | 0 | 16359 |  |  | REpower USA |  | 0
REPWR-PRT-0135 | Bottle,1000ml, PP/MM82B |  |  | WTGs | Each | 0 | 16415 |  |  | REpower USA |  | 0
REPWR-PRT-0136 | Motor-circuit switch GV2-ME06, 1-1,6A |  |  | WTGs | Each | 0 | 16444 |  |  | REpower USA |  | 0
REPWR-PRT-0137 | Filter pad, |  |  | WTGs | Each | 0 | 16515 |  |  | REpower USA |  | 0
REPWR-PRT-0138 | Weight 14x35 f.Vibration switch KP XCK-M |  |  | WTGs | Each | 0 | 16569 |  |  | REpower USA |  | 0
REPWR-PRT-0139 | PU-foam, 750ml |  |  | WTGs | Each | 0 | 16617 |  |  | REpower USA |  | 0
REPWR-PRT-0140 | Holder plate WP4048, PP/82B |  |  | WTGs | Each | 0 | 16893 |  |  | REpower USA |  | 0
REPWR-PRT-0141 | Insulating screw joint, 16 qmm |  |  | WTGs | Each | 0 | 16926 |  |  | REpower USA |  | 0
REPWR-PRT-0142 | Locknut, 116 M20 OBO |  |  | WTGs | Each | 0 | 16997 |  |  | REpower USA |  | 0
REPWR-PRT-0143 | Micro switch for semi-conductor fuse 1W |  |  | WTGs | Each | 0 | 17002 |  |  | REpower USA |  | 0
REPWR-PRT-0144 | HH bolt, M12x 20-ISO4017-8.8-tZn |  |  | WTGs | Each | 0 | 17012 |  |  | REpower USA |  | 0
REPWR-PRT-0145 | Shield clamp, SK8 |  |  | WTGs | Each | 0 | 17091 |  |  | REpower USA |  | 0
REPWR-PRT-0146 | OBO fitting V-TEC M32x1,5 LGR |  |  | WTGs | Each | 0 | 17225 |  |  | REpower USA |  | 0
REPWR-PRT-0148 | measuring hose line such as SMA 3 - 1000 |  |  | WTGs | Each | 0 | 17389 |  |  | REpower USA |  | 0
REPWR-PRT-0149 | cable tie, soft, SRT880-28, black |  |  | WTGs | Each | 0 | 17444 |  |  | REpower USA |  | 0
REPWR-PRT-0150 | Flex-spiral hose HelawrapHWPP 25mm black |  |  | WTGs | Each | 0 | 17451 |  |  | REpower USA |  | 0
REPWR-PRT-0151 | plate CSC3-LG-60, multiplier 60 ohm |  |  | WTGs | Each | 0 | 17485 |  |  | REpower USA |  | 0
REPWR-PRT-0152 | auxiliary switch |  |  | WTGs | Each | 0 | 17490 |  |  | REpower USA |  | 0
REPWR-PRT-0255 | auxiliary switch |  |  | WTGs | Each | 0 | 19572 |  |  | REpower USA |  | 0
REPWR-PRT-0153 | brake covering f. BSAB 75-S-401,57/1000 |  |  | WTGs | Each | 0 | 17535 |  |  | REpower USA |  | 0
REPWR-PRT-0154 | Insulating screw joint, 2,5qmm |  |  | WTGs | Each | 0 | 17556 |  |  | REpower USA |  | 0
REPWR-PRT-0155 | locking screw M16x1,5 LGR , plastics |  |  | WTGs | Each | 0 | 17562 |  |  | REpower USA |  | 0
REPWR-PRT-0156 | HH bolt, M12x 50, ISO4017, 8.8,tZn |  |  | WTGs | Each | 0 | 17613 |  |  | REpower USA |  | 0
REPWR-PRT-0157 | Button HS screw, M 8x 25-ISO7380, A2 |  |  | WTGs | Each | 0 | 17614 |  |  | REpower USA |  | 0
REPWR-PRT-0158 | tube, flexible, black, M16 |  |  | WTGs | Each | 0 | 17617 |  |  | REpower USA |  | 0
REPWR-PRT-0159 | tube, flexible, black, M20 |  |  | WTGs | Each | 0 | 17618 |  |  | REpower USA |  | 0
REPWR-PRT-0160 | insert HAN 24DD-F-C |  |  | WTGs | Each | 0 | 17705 |  |  | REpower USA |  | 0
REPWR-PRT-0161 | Pressure filter cartridge |  |  | WTGs | Each | 0 | 17724 |  |  | REpower USA |  | 0
REPWR-PRT-0162 | magnetic card with |  |  | WTGs | Each | 0 | 17745 |  |  | REpower USA |  | 0
REPWR-PRT-0163 | motor-circuit switch GV2-M16 9-14A |  |  | WTGs | Each | 0 | 17755 |  |  | REpower USA |  | 0
REPWR-PRT-0164 | tube, flexible, black, M40 |  |  | WTGs | Each | 0 | 17766 |  |  | REpower USA |  | 0
REPWR-PRT-0165 | tube, flexible, black, M50 |  |  | WTGs | Each | 0 | 17768 |  |  | REpower USA |  | 0
REPWR-PRT-0166 | motor-circuit switch GV2-ME10 4-6,3A |  |  | WTGs | Each | 0 | 17785 |  |  | REpower USA |  | 0
REPWR-PRT-0167 | motor-circuit switch GV2-ME07 1,6-2,5A |  |  | WTGs | Each | 0 | 17786 |  |  | REpower USA |  | 0
REPWR-PRT-0168 | motor-circuit switch GV2-ME14 6-10A |  |  | WTGs | Each | 0 | 17787 |  |  | REpower USA |  | 0
REPWR-PRT-0169 | Mini test port 1/4&quot; EMA3/1/4ED |  |  | WTGs | Each | 0 | 17796 |  |  | REpower USA |  | 0
REPWR-PRT-0170 | hexagon screw M12x 70-ISO4014-8.8-tZn |  |  | WTGs | Each | 0 | 17822 |  |  | REpower USA |  | 0
REPWR-PRT-0171 | overload protection |  |  | WTGs | Each | 0 | 17831 |  |  | REpower USA |  | 0
REPWR-PRT-0172 | base element |  |  | WTGs | Each | 0 | 17833 |  |  | REpower USA |  | 0
REPWR-PRT-0173 | lamp 11W/21 |  |  | WTGs | Each | 0 | 17835 |  |  | REpower USA |  | 0
REPWR-PRT-0174 | suppressor circuit |  |  | WTGs | Each | 0 | 17863 |  |  | REpower USA |  | 0
REPWR-PRT-0175 | Reduction 107/R M25/20 OBO |  |  | WTGs | Each | 0 | 18032 |  |  | REpower USA |  | 0
REPWR-PRT-0176 | Door plate MM 2000kW |  |  | WTGs | Each | 0 | 18058 |  |  | REpower USA |  | 0
REPWR-PRT-0177 | filter element for |  |  | WTGs | Each | 0 | 18088 |  |  | REpower USA |  | -1
REPWR-PRT-0178 | Oil, gearing |  |  | WTGs | Each | 0 | 18125 |  |  | REpower USA |  | 0
REPWR-PRT-0179 | Elastomer bushing 45&#176;-65&#176;, MM/82B |  |  | WTGs | Each | 0 | 18153 |  |  | REpower USA |  | 0
REPWR-PRT-0180 | measuring hose line such as SMA3-300 |  |  | WTGs | Each | 0 | 18188 |  |  | REpower USA |  | 0
REPWR-PRT-0181 | Carbon brush. |  |  | WTGs | Each | 0 | 18196 |  |  | REpower USA |  | 0
REPWR-PRT-0182 | Air hose Spiraflex,IW 875mm,L=800mm,MM |  |  | WTGs | Each | 0 | 18225 |  |  | REpower USA |  | 0
REPWR-PRT-0183 | optical pressure difference indicator |  |  | WTGs | Each | 0 | 18250 |  |  | REpower USA |  | 0
REPWR-PRT-0184 | Cylinder head bolt,M5x 20-ISO1207-8.8-gZ |  |  | WTGs | Each | 0 | 18255 |  |  | REpower USA |  | 0
REPWR-PRT-0185 | Flex-spiral hose HelawrapHWPA-VO 8mm PA6 |  |  | WTGs | Each | 0 | 18260 |  |  | REpower USA |  | 0
REPWR-PRT-0186 | Yaw drive, Bonfiglioli, 60Hz 575V |  |  | WTGs | Each | 0 | 18309 |  |  | REpower USA |  | 0
REPWR-PRT-0187 | Lifting device, NH100m, 400V, MD/MM 60Hz |  |  | WTGs | Each | 0 | 18371 |  |  | REpower USA |  | 0
REPWR-PRT-0188 | anti rubbing tarpaulin 1000x800, MD |  |  | WTGs | Each | 0 | 18399 |  |  | REpower USA |  | 0
REPWR-PRT-0189 | Burst filter CSC1-FI1-BF |  |  | WTGs | Each | 0 | 18428 |  |  | REpower USA |  | 0
REPWR-PRT-0190 | lightning protection |  |  | WTGs | Each | 0 | 18431 |  |  | REpower USA |  | 0
REPWR-PRT-0191 | Fibre optic cable splicebox with 16ST |  |  | WTGs | Each | 0 | 18439 |  |  | REpower USA |  | 0
REPWR-PRT-0192 | Bolt, Hexagon-, M27x345-ISO4014-10.9 |  |  | WTGs | Each | 0 | 18517 |  |  | REpower USA |  | 0
REPWR-PRT-0193 | resistor precision, 22 ohm |  |  | WTGs | Each | 0 | 18525 |  |  | REpower USA |  | 0
REPWR-PRT-0194 | Refuse bag 15 piece roll 120l blue 100my |  |  | WTGs | Each | 0 | 18565 |  |  | REpower USA |  | 0
REPWR-PRT-0195 | mini test port MM DN02.1000 16x2 screw |  |  | WTGs | Each | 0 | 18579 |  |  | REpower USA |  | 0
REPWR-PRT-0196 | Fastening element, LKC, black |  |  | WTGs | Each | 0 | 18597 |  |  | REpower USA |  | 0
REPWR-PRT-0197 | Distributor, progressive, SSV 6/3, MD/MM |  |  | WTGs | Each | 0 | 18679 |  |  | REpower USA |  | 0
REPWR-PRT-0198 | Lubricati.plant pi.,Lincoln-Set3,MD/MM82 |  |  | WTGs | Each | 0 | 18687 |  |  | REpower USA |  | 0
REPWR-PRT-0199 | interface contactor B7S-30-10-2.8, 3-pol |  |  | WTGs | Each | 0 | 18737 |  |  | REpower USA |  | 0
REPWR-PRT-0200 | Cable H07RNF, 1x185mm&#178;-PE Rotor-34m,MD |  |  | WTGs | Each | 0 | 18744 |  |  | REpower USA |  | 0
REPWR-PRT-0201 | thermoswitch 5..55&#176;C+-1&#176;C, 230VAC, MD |  |  | WTGs | Each | 0 | 18763 |  |  | REpower USA |  | 0
REPWR-PRT-0202 | filter fan SK3326.107 230V 64W, MD |  |  | WTGs | Each | 0 | 18769 |  |  | REpower USA |  | 0
REPWR-PRT-0203 | Noise suppression card CSC1-FI1-FE, MD |  |  | WTGs | Each | 0 | 18770 |  |  | REpower USA |  | 0
REPWR-PRT-0204 | hygrometer, switch cabinet, 50-100%,MD |  |  | WTGs | Each | 0 | 18777 |  |  | REpower USA |  | 0
REPWR-PRT-0205 | filter fan SK3327.107 230V 155W,MD |  |  | WTGs | Each | 0 | 18785 |  |  | REpower USA |  | 0
REPWR-PRT-0206 | discharger TNS 230/400V, 4-pole |  |  | WTGs | Each | 0 | 18790 |  |  | REpower USA |  | 0
REPWR-PRT-0207 | Noise filter 3AY01,440VAC,0-60Hz, MD |  |  | WTGs | Each | 0 | 18793 |  |  | REpower USA |  | 0
REPWR-PRT-0208 | cable repair sleeve |  |  | WTGs | Each | 0 | 18883 |  |  | REpower USA |  | 0
REPWR-PRT-0209 | cable repair sleeve |  |  | WTGs | Each | 0 | 18884 |  |  | REpower USA |  | 0
REPWR-PRT-0210 | lock for tower |  |  | WTGs | Each | 0 | 18928 |  |  | REpower USA |  | 0
REPWR-PRT-0211 | Limit switch ,XCK J10513 |  |  | WTGs | Each | 0 | 19098 |  |  | REpower USA |  | 0
REPWR-PRT-0212 | magnetic card for rotor blades |  |  | WTGs | Each | 0 | 19100 |  |  | REpower USA |  | 0
REPWR-PRT-0213 | Ground wire, 16qmm, 10/12, 0,7m, type1 |  |  | WTGs | Each | 0 | 19118 |  |  | REpower USA |  | 0
REPWR-PRT-0214 | Ground wire, 16qmm, 8/ 8, 800mm, type2 |  |  | WTGs | Each | 0 | 19119 |  |  | REpower USA |  | 0
REPWR-PRT-0215 | Ground wire, 16qmm, 8/ 8, 400mm, type3 |  |  | WTGs | Each | 0 | 19120 |  |  | REpower USA |  | 0
REPWR-PRT-0216 | Ground wire, |  |  | WTGs | Each | 0 | 19121 |  |  | REpower USA |  | 0
REPWR-PRT-0217 | Washer Spring, A10, DIN127-fZn |  |  | WTGs | Each | 0 | 19129 |  |  | REpower USA |  | 0
REPWR-PRT-0218 | holder for bearing |  |  | WTGs | Each | 0 | 19137 |  |  | REpower USA |  | 0
REPWR-PRT-0219 | hexagon bolt, M10x10-ISO4017-8.8-gZn |  |  | WTGs | Each | 0 | 19153 |  |  | REpower USA |  | 0
REPWR-PRT-0220 | bush insert HAN Q 5/0-F |  |  | WTGs | Each | 0 | 19198 |  |  | REpower USA |  | 0
REPWR-PRT-0221 | contact bush C-2,5mm&#178;, HAN |  |  | WTGs | Each | 0 | 19204 |  |  | REpower USA |  | 0
REPWR-PRT-0222 | Reduction 107/R M20/16 OBO |  |  | WTGs | Each | 0 | 19216 |  |  | REpower USA |  | 0
REPWR-PRT-0223 | Crane carrier- module, MD/MM |  |  | WTGs | Each | 0 | 19259 |  |  | REpower USA |  | 0
REPWR-PRT-0224 | Nut M24, DIN6915-HV-tZn |  |  | WTGs | Each | 0 | 19270 |  |  | REpower USA |  | 0
REPWR-PRT-0225 | High strength screw, M24x210-ISO7412-tZn |  |  | WTGs | Each | 0 | 19271 |  |  | REpower USA |  | 0
REPWR-PRT-0226 | CSC3-Buerden-Adapter 3x2,2Ohm / 2,2W |  |  | WTGs | Each | 0 | 19294 |  |  | REpower USA |  | 0
REPWR-PRT-0227 | EO-fitting,straightG1/4,GE12LR1/4EDOMDA3 |  |  | WTGs | Each | 0 | 19318 |  |  | REpower USA |  | 0
REPWR-PRT-0228 | Bottle, 500ml with cap , MD/MM |  |  | WTGs | Each | 0 | 19346 |  |  | REpower USA |  | 0
REPWR-PRT-0229 | Power pack module, NT250, 24V DC |  |  | WTGs | Each | 0 | 19425 |  |  | REpower USA |  | 0
REPWR-PRT-0230 | FS211/N FAST |  |  | WTGs | Each | 0 | 19426 |  |  | REpower USA |  | 0
REPWR-PRT-0231 | Clamping set,f.NT250,3 |  |  | WTGs | Each | 0 | 19428 |  |  | REpower USA |  | 0
REPWR-PRT-0232 | Module, processor, MPC270/128MB CF |  |  | WTGs | Each | 0 | 19429 |  |  | REpower USA |  | 0
REPWR-PRT-0233 | CM202 CAN |  |  | WTGs | Each | 0 | 19431 |  |  | REpower USA |  | 0
REPWR-PRT-0234 | Fast |  |  | WTGs | Each | 0 | 19432 |  |  | REpower USA |  | 0
REPWR-PRT-0235 | Modul, input, dig., |  |  | WTGs | Each | 0 | 19433 |  |  | REpower USA |  | -3
REPWR-PRT-0236 | Clamping set, f.DI232, KZ-DI232B+C |  |  | WTGs | Each | 0 | 19435 |  |  | REpower USA |  | 0
REPWR-PRT-0237 | DIO216/4 Dig. input/output |  |  | WTGs | Each | 0 | 19436 |  |  | REpower USA |  | -2
REPWR-PRT-0238 | Clamping set for DIO216/4, KZ-DIO216B+C |  |  | WTGs | Each | 0 | 19437 |  |  | REpower USA |  | 0
REPWR-PRT-0239 | AO208/l ana. output |  |  | WTGs | Each | 0 | 19438 |  |  | REpower USA |  | 0
REPWR-PRT-0240 | Modul, output, dig., |  |  | WTGs | Each | 0 | 19439 |  |  | REpower USA |  | 0
REPWR-PRT-0241 | Clamping set for AO208/l,KS-AO208/I B+C |  |  | WTGs | Each | 0 | 19440 |  |  | REpower USA |  | 0
REPWR-PRT-0242 | Clamping set, f.DI232, KZ-DO232B+C |  |  | WTGs | Each | 0 | 19441 |  |  | REpower USA |  | 0
REPWR-PRT-0243 | Clamping set, f. PTAI216, KS-PTAI216B+C |  |  | WTGs | Each | 0 | 19443 |  |  | REpower USA |  | 0
REPWR-PRT-0244 | Modul, counter, |  |  | WTGs | Each | 0 | 19444 |  |  | REpower USA |  | 0
REPWR-PRT-0245 | Clamping set, f. CNT204/HT, KZ-CNT204B |  |  | WTGs | Each | 0 | 19446 |  |  | REpower USA |  | 0
REPWR-PRT-0246 | Clamping set for DI216, KZ-DI232 |  |  | WTGs | Each | 0 | 19448 |  |  | REpower USA |  | 0
REPWR-PRT-0248 | Clamping set, f. AIO288, KS-AIO288B+C |  |  | WTGs | Each | 0 | 19450 |  |  | REpower USA |  | 0
REPWR-PRT-0249 | Ethernet Switch, MS20-0800SAAE |  |  | WTGs | Each | 0 | 19451 |  |  | REpower USA |  | 0
REPWR-PRT-0251 | Bus bar, BS214, 14 con. |  |  | WTGs | Each | 0 | 19454 |  |  | REpower USA |  | 0
REPWR-PRT-0253 | Brush HK size 60 light 3514 painter qua. |  |  | WTGs | Each | 0 | 19479 |  |  | REpower USA |  | 0
REPWR-PRT-0254 | waste and opening sensor, series 3000,MM |  |  | WTGs | Each | 0 | 19497 |  |  | REpower USA |  | 0
REPWR-PRT-0256 | Cable binder 390x4,6 mm T80 L-NA |  |  | WTGs | Each | 0 | 19588 |  |  | REpower USA |  | 0
REPWR-PRT-0257 | Calliper, yaw brake-,BSAB90-S-401, MD/MM |  |  | WTGs | Each | 0 | 19593 |  |  | REpower USA |  | 0
REPWR-PRT-0258 | Closing plug, EP320/15.0-B23 nat |  |  | WTGs | Each | 0 | 19665 |  |  | REpower USA |  | 0
REPWR-PRT-0259 | contactor 3RH1921-1FA22 |  |  | WTGs | Each | 0 | 19714 |  |  | REpower USA |  | 0
REPWR-PRT-0260 | liquid level switch Eickhoff G046629Z 00 |  |  | WTGs | Each | 0 | 19717 |  |  | REpower USA |  | 0
REPWR-PRT-0261 | 3 phasing condenser 690V, 10Kvar, MD |  |  | WTGs | Each | 0 | 19719 |  |  | REpower USA |  | 0
REPWR-PRT-0262 | auxiliary switch 1&#214; CA5-01 1SBN010010... |  |  | WTGs | Each | 0 | 19736 |  |  | REpower USA |  | 0
REPWR-PRT-0263 | relay 4-6A LRD10 |  |  | WTGs | Each | 0 | 19767 |  |  | REpower USA |  | 0
REPWR-PRT-0264 | Stretch stud, M30x540-10.9, MM82B/92 |  |  | WTGs | Each | 0 | 19817 |  |  | REpower USA |  | 0
REPWR-PRT-0265 | Dehn 919506, BCT BAS, Basic unit |  |  | WTGs | Each | 0 | 19945 |  |  | REpower USA |  | 0
REPWR-PRT-0266 | Glove, light task, black size 10 |  |  | WTGs | Each | 0 | 19979 |  |  | REpower USA |  | 0
REPWR-PRT-0267 | Flask holder, yaw brake, MD/MM |  |  | WTGs | Each | 0 | 19987 |  |  | REpower USA |  | 0
REPWR-PRT-0268 | claw coupling Spidex A28/38 H7 Rickmeier |  |  | WTGs | Each | 0 | 19988 |  |  | REpower USA |  | 0
REPWR-PRT-0269 | Wind direction sensor |  |  | WTGs | Each | 0 | 19991 |  |  | REpower USA |  | 0
REPWR-PRT-0270 | Battery pack pitch |  |  | WTGs | Each | 0 | 20003 |  |  | REpower USA |  | 0
REPWR-PRT-0272 | hexagon bolt M10x 16-ISO4017-8.8-tZn |  |  | WTGs | Each | 0 | 20026 |  |  | REpower USA |  | 0
REPWR-PRT-0273 | Rain deflector, blade, MM82B/92 |  |  | WTGs | Each | 0 | 20059 |  |  | REpower USA |  | 0
REPWR-PRT-0274 | Controller GEL 8230 |  |  | WTGs | Each | 0 | 20064 |  |  | REpower USA |  | -21
REPWR-PRT-0275 | Circular bearing, typ B - ESM, MD |  |  | WTGs | Each | 0 | 20130 |  |  | REpower USA |  | 0
REPWR-PRT-0276 | absolute encoder AG |  |  | WTGs | Each | 0 | 20158 |  |  | REpower USA |  | 0
REPWR-PRT-0277 | Battery pack Moog MD/MM 7 box |  |  | WTGs | Each | 0 | 20163 |  |  | REpower USA |  | 0
REPWR-PRT-0278 | Switch segment, LM-blade, MM82B/92 |  |  | WTGs | Each | 0 | 20193 |  |  | REpower USA |  | 0
REPWR-PRT-0279 | Ladder bed plate - tower MM82B/92 |  |  | WTGs | Each | 0 | 20284 |  |  | REpower USA |  | 0
REPWR-PRT-0280 | Grease absorber PVC |  |  | WTGs | Each | 0 | 20357 |  |  | REpower USA |  | 0
REPWR-PRT-0281 | Bottom plate for grease absorber bag, PP |  |  | WTGs | Each | 0 | 20358 |  |  | REpower USA |  | 0
REPWR-PRT-0282 | Box for grease absorber bag, PP |  |  | WTGs | Each | 0 | 20359 |  |  | REpower USA |  | 0
REPWR-PRT-0283 | Brakelining,pair f.BSFI3080+BSAK3000, MM |  |  | WTGs | Each | 0 | 20374 |  |  | REpower USA |  | 0
REPWR-PRT-0284 | Washer 17,0-DIN7349-tzn |  |  | WTGs | Each | 0 | 20406 |  |  | REpower USA |  | 0
REPWR-PRT-0285 | Lubrication plant pi.Lincoln-Set2,82B/MM |  |  | WTGs | Each | 0 | 20423 |  |  | REpower USA |  | 0
REPWR-PRT-0286 | Lubrication plant |  |  | WTGs | Each | 0 | 20430 |  |  | REpower USA
REPWR-PRT-0287 | Absolute encoder |  |  | WTGs | Each | 0 | 20437 |  |  | REpower USA |  | -2
REPWR-PRT-0288 | Shim, 2mm, yaw brake 1, MD/MM |  |  | WTGs | Each | 0 | 20452 |  |  | REpower USA |  | 0
REPWR-PRT-0289 | Shim, 1mm, yaw brake2, MD/MM |  |  | WTGs | Each | 0 | 20453 |  |  | REpower USA |  | 0
REPWR-PRT-0290 | Cover, blade bearing-, MM82B/92 |  |  | WTGs | Each | 0 | 20455 |  |  | REpower USA |  | 0
REPWR-PRT-0291 | Lubricating pinion, serial, MM82B |  |  | WTGs | Each | 0 | 20463 |  |  | REpower USA |  | 0
REPWR-PRT-0292 | Sealing disk, 15mm, CU, MM |  |  | WTGs | Each | 0 | 20465 |  |  | REpower USA |  | 0
REPWR-PRT-0294 | Grease disposal set f. lubrication pitch |  |  | WTGs | Each | 0 | 20467 |  |  | REpower USA |  | 0
REPWR-PRT-0295 | Distributor,progressive,SSV12/11, 82B/92 |  |  | WTGs | Each | 0 | 20479 |  |  | REpower USA |  | 0
REPWR-PRT-0296 | Lubricati.plant pi.Lincoln |  |  | WTGs | Each | 0 | 20481 |  |  | REpower USA |  | 0
REPWR-PRT-0297 | dejam diode DC 12-250V 3RT1916-1DG00 |  |  | WTGs | Each | 0 | 20572 |  |  | REpower USA |  | 0
REPWR-PRT-0298 | fuse 4A 10x38 500V Honeywell |  |  | WTGs | Each | 0 | 20574 |  |  | REpower USA |  | 0
REPWR-PRT-0299 | output interstage network 1W 3TX7004-... |  |  | WTGs | Each | 0 | 20585 |  |  | REpower USA |  | 0
REPWR-PRT-0300 | SC-rectifier bridge SKD160/12 |  |  | WTGs | Each | 0 | 20613 |  |  | REpower USA |  | 0
REPWR-PRT-0302 | 3 p condenser 690V, 25(34,4)kVAr delta |  |  | WTGs | Each | 0 | 20684 |  |  | REpower USA |  | 0
REPWR-PRT-0303 | Bottom plate for |  |  | WTGs | Each | 0 | 20701 |  |  | REpower USA |  | 0
REPWR-PRT-0304 | Rotary pulse encoder |  |  | WTGs | Each | 0 | 20720 |  |  | REpower USA |  | 0
REPWR-PRT-0305 | Rotational speed sensor, |  |  | WTGs | Each | 0 | 20725 |  |  | REpower USA |  | 0
REPWR-PRT-0306 | Proximity switch , |  |  | WTGs | Each | 0 | 20733 |  |  | REpower USA |  | 0
REPWR-PRT-0307 | condenser 100&#181;F, KMKP 750-100 IB, 80A |  |  | WTGs | Each | 0 | 20870 |  |  | REpower USA |  | 0
REPWR-PRT-0308 | Grip for lambskin roll |  |  | WTGs | Each | 0 | 20898 |  |  | REpower USA |  | 0
REPWR-PRT-0309 | Color pan 15 x 29 cm |  |  | WTGs | Each | 0 | 20899 |  |  | REpower USA |  | 0
REPWR-PRT-0310 | rubber tape, self |  |  | WTGs | Each | 0 | 20903 |  |  | REpower USA |  | 0
REPWR-PRT-0311 | holder, MD/MM |  |  | WTGs | Each | 0 | 20924 |  |  | REpower USA |  | 0
REPWR-PRT-0313 | Clamping cap, SW55-1-G 85 PE black |  |  | WTGs | Each | 0 | 21035 |  |  | REpower USA |  | 0
REPWR-PRT-0314 | Anemometer, Ultrasonic 2D |  |  | WTGs | Each | 0 | 21067 |  |  | REpower USA |  | 0
REPWR-PRT-0315 | Desiccator bag with cord 32EH. |  |  | WTGs | Each | 0 | 21095 |  |  | REpower USA |  | 0
REPWR-PRT-0316 | lubricant,Molykote,G-rapid+, 250gr |  |  | WTGs | Each | 0 | 21096 |  |  | REpower USA |  | 0
REPWR-PRT-0317 | adhesive,spray-,Weicon, 500ml |  |  | WTGs | Each | 0 | 21107 |  |  | REpower USA |  | 0
REPWR-PRT-0319 | magnet gripper with bushing |  |  | WTGs | Each | 0 | 21181 |  |  | REpower USA |  | 0
REPWR-PRT-0320 | Warning signs, nacelle, GB, MD/MM |  |  | WTGs | Each | 0 | 21299 |  |  | REpower USA |  | 0
REPWR-PRT-0321 | Warning signs tub. tower, ETS, GB, MD/MM |  |  | WTGs | Each | 0 | 21301 |  |  | REpower USA |  | 0
REPWR-PRT-0322 | rubber stop, type D, 30x15, M8x20 |  |  | WTGs | Each | 0 | 21311 |  |  | REpower USA |  | 0
REPWR-PRT-0323 | Roping unit WEC, EKN Milan Hub 130m |  |  | WTGs | Each | 0 | 21319 |  |  | REpower USA |  | 0
REPWR-PRT-0324 | lubricant,hydraulik |  |  | WTGs | Each | 0 | 21367 |  |  | REpower USA |  | 0
REPWR-PRT-0325 | Closing plug, EP340/K17 natural |  |  | WTGs | Each | 0 | 21398 |  |  | REpower USA |  | 0
REPWR-PRT-0326 | Lubrication plant p.Lincolnset1,MM82B/92 |  |  | WTGs | Each | 0 | 21404 |  |  | REpower USA |  | 0
REPWR-PRT-0327 | cable LIYCY, 2x2x 0,75qmm |  |  | WTGs | Each | 0 | 21439 |  |  | REpower USA |  | 0
REPWR-PRT-0328 | PT100 L=220mm Eickhoff bearing 1 |  |  | WTGs | Each | 0 | 21499 |  |  | REpower USA |  | 0
REPWR-PRT-0330 | condenser K3-62K00230 for converter PP |  |  | WTGs | Each | 0 | 21523 |  |  | REpower USA |  | 0
REPWR-PRT-0331 | oil,gear-,Mobilgear SHC XMP 320, 20l |  |  | WTGs | Each | 0 | 21531 |  |  | REpower USA |  | 0
REPWR-PRT-0332 | auxiliary switch, HB11, 1S+1&#214; |  |  | WTGs | Each | 0 | 21548 |  |  | REpower USA |  | 0
REPWR-PRT-0333 | signpost,plastic sheet,&quot;Desiccation hub&quot; |  |  | WTGs | Each | 0 | 21549 |  |  | REpower USA |  | 0
REPWR-PRT-0334 | signpost, plastic, &quot;Desiccation Nacelle&quot; |  |  | WTGs | Each | 0 | 21550 |  |  | REpower USA |  | 0
REPWR-PRT-0335 | Brake calliper act,rotor |  |  | WTGs | Each | 0 | 21554 |  |  | REpower USA |  | 0
REPWR-PRT-0336 | media module type MM3-2FXM2/2TX1 |  |  | WTGs | Each | 0 | 21634 |  |  | REpower USA |  | 0
REPWR-PRT-0337 | lamp for hardhat, Tikka Plus E47P, Petzl |  |  | WTGs | Each | 0 | 21685 |  |  | REpower USA |  | 0
REPWR-PRT-0338 | Protection element,KAPSTO,Hub,MM82B/92 |  |  | WTGs | Each | 0 | 21690 |  |  | REpower USA |  | 0
REPWR-PRT-0339 | SC, L/ 22, screw M6x20, LT508 |  |  | WTGs | Each | 0 | 21733 |  |  | REpower USA |  | 0
REPWR-PRT-0340 | lubricant,Kl&#252;beralfa YM 3-30, 250ml |  |  | WTGs | Each | 0 | 21744 |  |  | REpower USA |  | 0
REPWR-PRT-0341 | motor-circuit switch GV2-ME20 13-18A |  |  | WTGs | Each | 0 | 21843 |  |  | REpower USA |  | 0
REPWR-PRT-0342 | switch for PT100 type C510.02-24, SEG |  |  | WTGs | Each | 0 | 21845 |  |  | REpower USA |  | 0
REPWR-PRT-0343 | auxiliary switch CA5-10, 1-pole |  |  | WTGs | Each | 0 | 21848 |  |  | REpower USA |  | 0
REPWR-PRT-0344 | Indicator pad abrasion |  |  | WTGs | Each | 0 | 21853 |  |  | REpower USA |  | 0
REPWR-PRT-0345 | Converter CSC3 |  |  | WTGs | Each | 0 | 21857 |  |  | REpower USA |  | 0
REPWR-PRT-0346 | Output filter CSC1-FI3-U, dU/dt |  |  | WTGs | Each | 0 | 21860 |  |  | REpower USA |  | 0
REPWR-PRT-0347 | Thyristor-Powerbloc TZ740N22KOG |  |  | WTGs | Each | 0 | 21861 |  |  | REpower USA |  | 0
REPWR-PRT-0348 | discharge-resistor 3x300kOhm f.condenser |  |  | WTGs | Each | 0 | 21862 |  |  | REpower USA |  | 0
REPWR-PRT-0349 | thermistor-motor protection-relay CM-MSS |  |  | WTGs | Each | 0 | 21877 |  |  | REpower USA |  | 0
REPWR-PRT-0350 | Line filter 250V DL-10K1 |  |  | WTGs | Each | 0 | 21888 |  |  | REpower USA |  | 0
REPWR-PRT-0351 | Washer, 10-ISO7091 |  |  | WTGs | Each | 0 | 21891 |  |  | REpower USA |  | 0
REPWR-PRT-0352 | Washer 12-DIN7989 A-tZn |  |  | WTGs | Each | 0 | 21907 |  |  | REpower USA |  | 0
REPWR-PRT-0353 | PT100 d=8x100 m/10m screened |  |  | WTGs | Each | 0 | 21929 |  |  | REpower USA |  | 0
REPWR-PRT-0561 | PT100 d=8x100 m/10m screened |  |  | WTGs | Each | 0 | 28853 |  |  | REpower USA |  | 0
REPWR-PRT-0354 | Label &quot;attachment point+danger of fall&quot; |  |  | WTGs | Each | 0 | 21994 |  |  | REpower USA |  | 0
REPWR-PRT-0368 | Label &quot;attachment point+danger of fall&quot; |  |  | WTGs | Each | 0 | 22560 |  |  | REpower USA |  | 0
REPWR-PRT-0355 | Tube yaw brake Svendborg, MD/MM |  |  | WTGs | Each | 0 | 22226 |  |  | REpower USA |  | 0
REPWR-PRT-0356 | Polyamide hose TPR 8/6 x 240, natural |  |  | WTGs | Each | 0 | 22280 |  |  | REpower USA |  | 0
REPWR-PRT-0357 | couple relay Finder 58.33 24VDC 10A |  |  | WTGs | Each | 0 | 22330 |  |  | REpower USA |  | 0
REPWR-PRT-0358 | weather mast-mount for sensors |  |  | WTGs | Each | 0 | 22403 |  |  | REpower USA |  | 0
REPWR-PRT-0359 | hardhat Vertex Best A16, Petzl |  |  | WTGs | Each | 0 | 22442 |  |  | REpower USA |  | 0
REPWR-PRT-0360 | plumb bloc battery RP1270, 12V 7Ah/20h |  |  | WTGs | Each | 0 | 22456 |  |  | REpower USA |  | 0
REPWR-PRT-0361 | paint,Topcoat,R7037,dustgray,5l |  |  | WTGs | Each | 0 | 22482 |  |  | REpower USA |  | 0
REPWR-PRT-0362 | paint,Topcoat,R5014 pigeonblue,5l |  |  | WTGs | Each | 0 | 22483 |  |  | REpower USA |  | 0
REPWR-PRT-0363 | paint,Topcoat,R9002,greywhite,5l |  |  | WTGs | Each | 0 | 22484 |  |  | REpower USA |  | 0
REPWR-PRT-0364 | Pipe clip &#248;12mm RAP012X + DPA0X |  |  | WTGs | Each | 0 | 22497 |  |  | REpower USA |  | 0
REPWR-PRT-0365 | Rotor shaft, pre-fabrication, MM92 |  |  | WTGs | Each | 0 | 22511 |  |  | REpower USA |  | 0
REPWR-PRT-0366 | Measuring pinion, azimuth, sensors |  |  | WTGs | Each | 0 | 22531 |  |  | REpower USA |  | 0
REPWR-PRT-0367 | Sonsons, REguard control B, MD/MM |  |  | WTGs | Each | 0 | 22532 |  |  | REpower USA |  | 0
REPWR-PRT-0369 | Rotor lock, MM92 |  |  | WTGs | Each | 0 | 22578 |  |  | REpower USA |  | 0
REPWR-PRT-0370 | oil level sensor Liquiphant M FTL50 |  |  | WTGs | Each | 0 | 22581 |  |  | REpower USA |  | 0
REPWR-PRT-0371 | puller for tacho sensor SSB converter |  |  | WTGs | Each | 0 | 22585 |  |  | REpower USA |  | 0
REPWR-PRT-0372 | connection plug for valve MK 40 DR NC |  |  | WTGs | Each | 0 | 22614 |  |  | REpower USA |  | 0
REPWR-PRT-0373 | sealing adapter slip ring |  |  | WTGs | Each | 0 | 22616 |  |  | REpower USA |  | 0
REPWR-PRT-0374 | Slip ring unit, |  |  | WTGs | Each | 0 | 22617 |  |  | REpower USA |  | 0
REPWR-PRT-0375 | Slip ring adapter gearbox MD/MM GD |  |  | WTGs | Each | 0 | 22618 |  |  | REpower USA |  | 0
REPWR-PRT-0376 | Slip ring connector plug MM92 GD |  |  | WTGs | Each | 0 | 22619 |  |  | REpower USA |  | 0
REPWR-PRT-0377 | Display and operating unit CMW1-1-2, MD |  |  | WTGs | Each | 0 | 22632 |  |  | REpower USA |  | 0
REPWR-PRT-0378 | PVC-film, warning-marker, yellow/black |  |  | WTGs | Each | 0 | 22700 |  |  | REpower USA |  | 0
REPWR-PRT-0379 | Elastomer bearing gearbox, MM82B/92 |  |  | WTGs | Each | 0 | 22780 |  |  | REpower USA |  | 0
REPWR-PRT-0380 | Coach bolt, M12x 35-ISO8677-8.8-tZn |  |  | WTGs | Each | 0 | 22807 |  |  | REpower USA |  | 0
REPWR-PRT-0381 | Angle connection RiB090810C R1/8-8 |  |  | WTGs | Each | 0 | 22849 |  |  | REpower USA |  | 0
REPWR-PRT-0382 | Flask holder, rotor brake, PP/MM82B |  |  | WTGs | Each | 0 | 22926 |  |  | REpower USA |  | 0
REPWR-PRT-0383 | RS2-TX ethernet railswitch |  |  | WTGs | Each | 0 | 22954 |  |  | REpower USA |  | 0
REPWR-PRT-0384 | outlet filter SK3325.207 RAL7035 |  |  | WTGs | Each | 0 | 22958 |  |  | REpower USA |  | 0
REPWR-PRT-0385 | outlet filter SK3326.207 RAL7035 |  |  | WTGs | Each | 0 | 22964 |  |  | REpower USA |  | 0
REPWR-PRT-0386 | universal clamp 10mm&#178; UK10 3005015 |  |  | WTGs | Each | 0 | 22986 |  |  | REpower USA |  | 0
REPWR-PRT-0387 | universal clamp 10mm&#178; UK16 3006014 |  |  | WTGs | Each | 0 | 22987 |  |  | REpower USA |  | 0
REPWR-PRT-0388 | locking mechanism 3WL9 111-0BA35-0AA0 |  |  | WTGs | Each | 0 | 23002 |  |  | REpower USA |  | 0
REPWR-PRT-0389 | filter fan SK3325.107 230V RAL7035 |  |  | WTGs | Each | 0 | 23038 |  |  | REpower USA |  | 0
REPWR-PRT-0390 | Lightning conductor., left, part 1. MM92 |  |  | WTGs | Each | 0 | 23071 |  |  | REpower USA |  | 0
REPWR-PRT-0391 | Fibre optic cable splicebox with 24SC |  |  | WTGs | Each | 0 | 23109 |  |  | REpower USA |  | 0
REPWR-PRT-0392 | PT100, -50 to +200&#176;C, 2m, SEG |  |  | WTGs | Each | 0 | 23115 |  |  | REpower USA |  | 0
REPWR-PRT-0393 | micro switch for NH-fuse 1W 5A 250VAC |  |  | WTGs | Each | 0 | 23125 |  |  | REpower USA |  | 0
REPWR-PRT-0394 | connection cable CSC-Eupec, length 8m |  |  | WTGs | Each | 0 | 23141 |  |  | REpower USA |  | 0
REPWR-PRT-0395 | terminal with PE, 400V, DLK 4-PE |  |  | WTGs | Each | 0 | 23143 |  |  | REpower USA |  | 0
REPWR-PRT-0396 | Power stack 300 TSS Slave, revision II |  |  | WTGs | Each | 0 | 23147 |  |  | REpower USA |  | 0
REPWR-PRT-0397 | Hexagon nut M12-ISO 4032-A2 |  |  | WTGs | Each | 0 | 23196 |  |  | REpower USA |  | 0
REPWR-PRT-0398 | Teflon tube TFL08 8/6, natural colour |  |  | WTGs | Each | 0 | 23197 |  |  | REpower USA |  | 0
REPWR-PRT-0399 | lightning protection VAL-MS-500ST |  |  | WTGs | Each | 0 | 23203 |  |  | REpower USA |  | 0
REPWR-PRT-0401 | HV-Assembly, M42x235-10.9/10-tZn |  |  | WTGs | Each | 0 | 23225 |  |  | REpower USA |  | 0
REPWR-PRT-0402 | shaft sealing ring WDR 000912 Pitch |  |  | WTGs | Each | 0 | 23229 |  |  | REpower USA |  | 0
REPWR-PRT-0403 | Disassembly tool HAN #09990000319 |  |  | WTGs | Each | 0 | 23255 |  |  | REpower USA |  | 0
REPWR-PRT-0404 | Indicator holder gearbox Winergy,82B/92 |  |  | WTGs | Each | 0 | 23266 |  |  | REpower USA |  | 0
REPWR-PRT-0405 | Duplex patch cable 2xST/2xSC,62.5/125 |  |  | WTGs | Each | 0 | 23299 |  |  | REpower USA |  | 0
REPWR-PRT-0406 | Duplex patch cable 2xST/2xSC,62.5/125 |  |  | WTGs | Each | 0 | 23300 |  |  | REpower USA |  | 0
REPWR-PRT-0407 | Duplex patch cable 4xSC, 50/125, 4m |  |  | WTGs | Each | 0 | 23301 |  |  | REpower USA |  | 0
REPWR-PRT-0408 | Duplex patch cable 4xSC, 50/125, 15m |  |  | WTGs | Each | 0 | 23302 |  |  | REpower USA |  | 0
REPWR-PRT-0409 | round nose pliers 200mm, VDE w. edge |  |  | WTGs | Each | 0 | 23381 |  |  | REpower USA |  | 0
REPWR-PRT-0410 | Wire end sleeve compl. set 0,75-16mm&#178; |  |  | WTGs | Each | 0 | 23851 |  |  | REpower USA |  | 0
REPWR-PRT-0411 | cabel lug choice with pliers |  |  | WTGs | Each | 0 | 23882 |  |  | REpower USA |  | 0
REPWR-PRT-0412 | Vibration switch, jog switch |  |  | WTGs | Each | 0 | 23909 |  |  | REpower USA |  | 0
REPWR-PRT-0413 | Anemometer Thies |  |  | WTGs | Each | 0 | 23910 |  |  | REpower USA |  | 0
REPWR-PRT-0414 | Proximity switch for rotor lock |  |  | WTGs | Each | 0 | 23911 |  |  | REpower USA |  | 0
REPWR-PRT-0566 | Proximity switch for rotor lock |  |  | WTGs | Each | 0 | 28859 |  |  | REpower USA |  | 0
REPWR-PRT-0415 | Transducer, IA 12DLF04 PO, PP |  |  | WTGs | Each | 0 | 23912 |  |  | REpower USA |  | 0
REPWR-PRT-0416 | Limit switch, yaw, |  |  | WTGs | Each | 0 | 23913 |  |  | REpower USA |  | 0
REPWR-PRT-0417 | Patch cable SFTP with RJ45 ST,length 10m |  |  | WTGs | Each | 0 | 24034 |  |  | REpower USA |  | 0
REPWR-PRT-0418 | Adaptor cable DB9 Bu-Bu, 1.5m, SEG-UM |  |  | WTGs | Each | 0 | 24036 |  |  | REpower USA |  | 0
REPWR-PRT-0419 | Duplex patch cable 4xSC, 50/125, 1m |  |  | WTGs | Each | 0 | 24060 |  |  | REpower USA |  | 0
REPWR-PRT-0420 | Duplex patch cable 2xSC/2xST,62.5/125 |  |  | WTGs | Each | 0 | 24061 |  |  | REpower USA |  | 0
REPWR-PRT-0421 | Adaptor cable DSUB-9 ST-Bu, 3m long |  |  | WTGs | Each | 0 | 24062 |  |  | REpower USA |  | 0
REPWR-PRT-0422 | Plug, Ph&#246;nix, MCR-PLUGTRAB, PT2-ISDN |  |  | WTGs | Each | 0 | 24066 |  |  | REpower USA |  | 0
REPWR-PRT-0423 | Base element for protection plug PT with |  |  | WTGs | Each | 0 | 24067 |  |  | REpower USA |  | 0
REPWR-PRT-0424 | Hydraulic set,active rotor brake PP-MM92 |  |  | WTGs | Each | 0 | 24104 |  |  | REpower USA |  | 0
REPWR-PRT-0425 | Hydraulic set, active, W/E, PP-MM92 |  |  | WTGs | Each | 0 | 24106 |  |  | REpower USA |  | 0
REPWR-PRT-0428 | paint,Topcoat,R7035 lightgray,5l |  |  | WTGs | Each | 0 | 24178 |  |  | REpower USA |  | 0
REPWR-PRT-0429 | Topbox control equipment complete,MD/MM |  |  | WTGs | Each | 0 | 24188 |  |  | REpower USA |  | 0
REPWR-PRT-0430 | Base box control equipment comp., MD/MM |  |  | WTGs | Each | 0 | 24189 |  |  | REpower USA |  | 0
REPWR-PRT-0431 | Patch cable,D&#228;twyler,2m,St/St/,Cat.5,1:1 |  |  | WTGs | Each | 0 | 24202 |  |  | REpower USA |  | 0
REPWR-PRT-0432 | lightning protection VAL-F-MS-12ST, plug |  |  | WTGs | Each | 0 | 24222 |  |  | REpower USA |  | 0
REPWR-PRT-0433 | Nut M16, self-locking ISO7040-8-GZN |  |  | WTGs | Each | 0 | 24386 |  |  | REpower USA |  | 0
REPWR-PRT-0434 | Pipe yaw brake, |  |  | WTGs | Each | 0 | 24439 |  |  | REpower USA |  | 0
REPWR-PRT-0435 | POWER SUPPLY |  |  | WTGs | Each | 0 | 24577 |  |  | REpower USA |  | -1
REPWR-PRT-0446 | POWER SUPPLY |  |  | WTGs | Each | 0 | 25520 |  |  | REpower USA |  | 0
GAMSA-PRT-0049 | POWER SUPPLY | Gamesa Wind US LLC |  |  |  | 625.09 | 51027 |  |  | Gamesa | 3M | 0
REPWR-PRT-0436 | Fuse NH00 100A 690V w. actuator pin |  |  | WTGs | Each | 0 | 24771 |  |  | REpower USA |  | 0
REPWR-PRT-0437 | Webterminal,WT305, PP |  |  | WTGs | Each | 0 | 24895 |  |  | REpower USA |  | 0
REPWR-PRT-0438 | Cable, W4.STA2D, H07BN4-F, 1x300mm&#178;, 5M |  |  | WTGs | Each | 0 | 25171 |  |  | REpower USA |  | 0
REPWR-PRT-0439 | pressure transducer S-10,0-16bar,G1/4B |  |  | WTGs | Each | 0 | 25441 |  |  | REpower USA |  | 0
REPWR-PRT-0440 | Cable,konf.;W4.FIF02;5M |  |  | WTGs | Each | 0 | 25447 |  |  | REpower USA |  | 0
REPWR-PRT-0441 | Outlet filter SK3322.207 RAL7035 |  |  | WTGs | Each | 0 | 25471 |  |  | REpower USA |  | 0
REPWR-PRT-0442 | contactor AC1=27A, |  |  | WTGs | Each | 0 | 25472 |  |  | REpower USA |  | 0
REPWR-PRT-0443 | interface contactor B7S-30-01-2.8, 3-pol |  |  | WTGs | Each | 0 | 25473 |  |  | REpower USA |  | 0
REPWR-PRT-0444 | heating f.switch cabinet w. fan motor,MD |  |  | WTGs | Each | 0 | 25484 |  |  | REpower USA |  | 0
REPWR-PRT-0445 | Generator, Winergy,JFRA-560SR-06,MM 60Hz |  |  | WTGs | Each | 0 | 25509 |  |  | REpower USA |  | 0
REPWR-PRT-0447 | paint,spray-,R5014 pigeonblue,400ml |  |  | WTGs | Each | 0 | 25526 |  |  | REpower USA |  | 0
REPWR-PRT-0448 | paint,spray-,R7035 lightgray,400ml |  |  | WTGs | Each | 0 | 25527 |  |  | REpower USA |  | 0
REPWR-PRT-0449 | paint,spray-,R7037 dustgray,400ml |  |  | WTGs | Each | 0 | 25528 |  |  | REpower USA |  | 0
REPWR-PRT-0450 | paint,spray-,R9002 greywhite,400ml |  |  | WTGs | Each | 0 | 25529 |  |  | REpower USA |  | 0
REPWR-PRT-0451 | transport box for crane, Alu 500x695x395 |  |  | WTGs | Each | 0 | 25531 |  |  | REpower USA |  | 0
REPWR-PRT-0453 | Modul, temperature, |  |  | WTGs | Each | 0 | 25723 |  |  | REpower USA |  | 0
REPWR-PRT-0454 | Modul,input/output |  |  | WTGs | Each | 0 | 25726 |  |  | REpower USA |  | 0
REPWR-PRT-0455 | oil Mobilgear SHC XMP320,1000l-Container |  |  | WTGs | Each | 0 | 25786 |  |  | REpower USA |  | 0
REPWR-PRT-0456 | lubricant,Molykote,Longterm 2+, |  |  | WTGs | Each | 0 | 25790 |  |  | REpower USA |  | -4
REPWR-PRT-0457 | Rope bag Extrem #4 f. security equipment |  |  | WTGs | Each | 0 | 25830 |  |  | REpower USA |  | 0
REPWR-PRT-0458 | Belt protection f. Dorsal ring |  |  | WTGs | Each | 0 | 25831 |  |  | REpower USA |  | 0
REPWR-PRT-0459 | NH fuse holder, rotor MD, lightning prot |  |  | WTGs | Each | 0 | 25851 |  |  | REpower USA |  | 0
REPWR-PRT-0460 | Circular bearing, typ B - ESM, MM |  |  | WTGs | Each | 0 | 25870 |  |  | REpower USA |  | 0
REPWR-PRT-0461 | PCeel cable with 2 cable socket, MD |  |  | WTGs | Each | 0 | 25871 |  |  | REpower USA |  | 0
REPWR-PRT-0462 | Cable set rotorcable, MM60Hz |  |  | WTGs | Each | 0 | 25898 |  |  | REpower USA |  | 0
REPWR-PRT-0463 | Folding rule, white, 2.0 mtr |  |  | WTGs | Each | 0 | 26012 |  |  | REpower USA |  | 0
REPWR-PRT-0464 | Coupling incl. brake disc, 8+2-NDGS,60Hz |  |  | WTGs | Each | 0 | 26063 |  |  | REpower USA |  | 0
REPWR-PRT-0465 | outlet valve f. hydr. unit A5051S00 HAWE |  |  | WTGs | Each | 0 | 26110 |  |  | REpower USA |  | 0
REPWR-PRT-0466 | paint brush, HK Gr.25 bright 3514 |  |  | WTGs | Each | 0 | 26111 |  |  | REpower USA |  | 0
REPWR-PRT-0467 | Gearbox, Winergy PEAB4481, MM92 60Hz |  |  | WTGs | Each | 0 | 26188 |  |  | REpower USA |  | 0
REPWR-PRT-0468 | Packing straps 50mm brown adhesive |  |  | WTGs | Each | 0 | 26231 |  |  | REpower USA |  | 0
REPWR-PRT-0469 | DC current transformer ESM1000-9839 |  |  | WTGs | Each | 0 | 26284 |  |  | REpower USA |  | 0
REPWR-PRT-0470 | COM-Server RS232/422/485Ethernet,10 Base |  |  | WTGs | Each | 0 | 26297 |  |  | REpower USA |  | 0
REPWR-PRT-0471 | Power relay 24VDC Hiko 2W |  |  | WTGs | Each | 0 | 26304 |  |  | REpower USA |  | 0
REPWR-PRT-0472 | Power relay 24VDC Hiko 4W |  |  | WTGs | Each | 0 | 26305 |  |  | REpower USA |  | 0
REPWR-PRT-0473 | Discharger VAV1000, |  |  | WTGs | Each | 0 | 26314 |  |  | REpower USA |  | 0
REPWR-PRT-0474 | contactor DILM400/22 |  |  | WTGs | Each | 0 | 26323 |  |  | REpower USA |  | 0
REPWR-PRT-0475 | SC-rectifier bridge B6, SKD51/18 |  |  | WTGs | Each | 0 | 26324 |  |  | REpower USA |  | 0
REPWR-PRT-0476 | Time limit relay Hiko 1W, 250V |  |  | WTGs | Each | 0 | 26326 |  |  | REpower USA |  | 0
REPWR-PRT-0477 | V-ring, V-800A (NBR) for rotor bearing |  |  | WTGs | Each | 0 | 26346 |  |  | REpower USA |  | 0
REPWR-PRT-0478 | FIT unit incl. housing KP-30922 |  |  | WTGs | Each | 0 | 26359 |  |  | REpower USA |  | 0
REPWR-PRT-0479 | Speed Monitor 2 Relays 24 VDC |  |  | WTGs | Each | 0 | 26411 |  |  | REpower USA |  | 0
REPWR-PRT-0480 | Surge arrester, TNS-Net 3-pole |  |  | WTGs | Each | 0 | 26480 |  |  | REpower USA |  | 0
REPWR-PRT-0481 | Ethernet-Railswitch,RS20-0800M2T1SDAE |  |  | WTGs | Each | 0 | 26534 |  |  | REpower USA |  | 0
REPWR-PRT-0482 | Set for lubrication brush blade bearing, |  |  | WTGs | Each | 0 | 26618 |  |  | REpower USA |  | 0
REPWR-PRT-0483 | Lock case |  |  | WTGs | Each | 0 | 26655 |  |  | REpower USA |  | 0
REPWR-PRT-0484 | Key lock, B 2320 0001, BKS |  |  | WTGs | Each | 0 | 26681 |  |  | REpower USA |  | 0
REPWR-PRT-0485 | Mask, respirable dust, &quot;P 2 SLD&quot; |  |  | WTGs | Each | 0 | 26749 |  |  | REpower USA |  | 0
REPWR-PRT-0486 | Converter,WW SEG, CW2006RP8.2, MM60Hz US |  |  | WTGs | Each | 0 | 27027 |  |  | REpower USA |  | 0
REPWR-PRT-0487 | line safety switch C 2A,2P Allstrom |  |  | WTGs | Each | 0 | 27050 |  |  | REpower USA |  | 0
REPWR-PRT-0488 | line safety switch C 6A,2P Allstrom |  |  | WTGs | Each | 0 | 27052 |  |  | REpower USA |  | 0
REPWR-PRT-0489 | line safety switch, 1-pole, B6A |  |  | WTGs | Each | 0 | 27053 |  |  | REpower USA |  | 0
REPWR-PRT-0720 | line safety switch, 1-pole, B6A |  |  | WTGs | Each | 0 | 29700 |  |  | REpower USA |  | 0
REPWR-PRT-0490 | contactor AC-3 3kW/400V , 24VDC S00 cpl. |  |  | WTGs | Each | 0 | 27057 |  |  | REpower USA |  | 0
REPWR-PRT-0491 | aux. contactor 24VDC 2S2&#214; S00+Diode+bloc |  |  | WTGs | Each | 0 | 27065 |  |  | REpower USA |  | 0
REPWR-PRT-0492 | power diode ,SKKD,pitch Moog, 5/6M |  |  | WTGs | Each | 0 | 27069 |  |  | REpower USA |  | 0
REPWR-PRT-0493 | power control relay |  |  | WTGs | Each | 0 | 27074 |  |  | REpower USA |  | 0
REPWR-PRT-0494 | line safety switch, &gt;N&lt; 6KA, 1-pole, B6A |  |  | WTGs | Each | 0 | 27081 |  |  | REpower USA |  | 0
REPWR-PRT-0495 | line safety switch, &gt;N&lt; 6kA, 1-pole, C6A |  |  | WTGs | Each | 0 | 27082 |  |  | REpower USA |  | 0
REPWR-PRT-0496 | line safety switch, &gt;N&lt; 6KA, 1-pole,C10A |  |  | WTGs | Each | 0 | 27084 |  |  | REpower USA |  | 0
REPWR-PRT-0498 | air cleaner f. Gen. Winergy #0310559 |  |  | WTGs | Each | 0 | 27100 |  |  | REpower USA |  | 0
REPWR-PRT-0499 | abrasive paper 150 mm K100, Klett |  |  | WTGs | Each | 0 | 27310 |  |  | REpower USA |  | 0
REPWR-PRT-0500 | oil Castol Optigear Syn.A320 1000l-cont. |  |  | WTGs | Each | 0 | 27358 |  |  | REpower USA |  | 0
REPWR-PRT-0501 | Topbox control equipment, MD/MM |  |  | WTGs | Each | 0 | 27499 |  |  | REpower USA |  | 0
REPWR-PRT-0502 | Countersink, M16x 45, ISO10642-10.9 |  |  | WTGs | Each | 0 | 27515 |  |  | REpower USA |  | 0
REPWR-PRT-0503 | PT100 D.6x50, cable 250mm, Pitch MM92 |  |  | WTGs | Each | 0 | 27561 |  |  | REpower USA |  | 0
REPWR-PRT-0504 | toggle 0-I 90&#176; with holder, pitch 5M |  |  | WTGs | Each | 0 | 27562 |  |  | REpower USA |  | 0
REPWR-PRT-0505 | adhesive,minute,Weicon fast-metal 2comp. |  |  | WTGs | Each | 0 | 27623 |  |  | REpower USA |  | 0
REPWR-PRT-0506 | PT100 Eickhoff , MM bearing 1 |  |  | WTGs | Each | 0 | 27640 |  |  | REpower USA |  | 0
REPWR-PRT-0507 | Indicator hold gearbox, Eickhoff cpl. |  |  | WTGs | Each | 0 | 27686 |  |  | REpower USA |  | 0
REPWR-PRT-0508 | Rotor bearing lubrication, MM82 CCV kit |  |  | WTGs | Each | 0 | 27689 |  |  | REpower USA |  | 0
REPWR-PRT-0509 | Hose line DIN20066-1SN10DN- 520CEL-DKOL9 |  |  | WTGs | Each | 0 | 27700 |  |  | REpower USA |  | 0
REPWR-PRT-0510 | Hose line DIN20066-1SN10DN- 650CEL-CEL |  |  | WTGs | Each | 0 | 27714 |  |  | REpower USA |  | 0
REPWR-PRT-0511 | Communication WEC, REguard B, Version C |  |  | WTGs | Each | 0 | 27737 |  |  | REpower USA |  | 0
REPWR-PRT-0512 | Hose line DIN20066-1SN10DN- 460DKOL90-CE |  |  | WTGs | Each | 0 | 27749 |  |  | REpower USA |  | 0
REPWR-PRT-0513 | Screw joint, T- plug, M10x1,GR08/06LL |  |  | WTGs | Each | 0 | 27751 |  |  | REpower USA |  | 0
REPWR-PRT-0514 | Slip ring unit, MM82/MM92 CCV |  |  | WTGs | Each | 0 | 27864 |  |  | REpower USA |  | 0
REPWR-PRT-0515 | Pitch electric set, basis, Moog, MM92 |  |  | WTGs | Each | 0 | 27954 |  |  | REpower USA |  | 0
REPWR-PRT-0516 | Semi-conductor fuse 690V, 500A |  |  | WTGs | Each | 0 | 28064 |  |  | REpower USA |  | 0
REPWR-PRT-0517 | PT100 generator bearing B Winergy MD77 |  |  | WTGs | Each | 0 | 28155 |  |  | REpower USA |  | 0
REPWR-PRT-0518 | Fluorescent lamp PLX UL/CSA, CA/US |  |  | WTGs | Each | 0 | 28165 |  |  | REpower USA |  | 0
REPWR-PRT-0519 | Parts for absolute encoder GM, MM |  |  | WTGs | Each | 0 | 28230 |  |  | REpower USA |  | 0
REPWR-PRT-0520 | Pitchbox,axis1, Lust, MM92 |  |  | WTGs | Each | 0 | 28264 |  |  | REpower USA |  | 0
REPWR-PRT-0521 | Pitchbox,axis2, Lust, MM92 |  |  | WTGs | Each | 0 | 28265 |  |  | REpower USA |  | 0
REPWR-PRT-0522 | Pitchbox,axis3, Lust, MM92 |  |  | WTGs | Each | 0 | 28266 |  |  | REpower USA |  | 0
REPWR-PRT-0523 | Akkubox MM92 Pitch LTi axis 3 |  |  | WTGs | Each | 0 | 28267 |  |  | REpower USA |  | 0
REPWR-PRT-0525 | Isolation element control cabinet, MM |  |  | WTGs | Each | 0 | 28269 |  |  | REpower USA |  | 0
REPWR-PRT-0526 | Blade, rotor-, LM 45.3 P, MM92 |  |  | WTGs | Each | 0 | 28290 |  |  | REpower USA |  | 0
REPWR-PRT-0527 | Lamp RESOLUX UL / CSA 1x36W |  |  | WTGs | Each | 0 | 28368 |  |  | REpower USA |  | 0
REPWR-PRT-0528 | UPS Jovyatlas, M1000-0-SEG KP-33933 |  |  | WTGs | Each | 0 | 28375 |  |  | REpower USA |  | 0
REPWR-PRT-0529 | Topbox, REguard B, USA, MM 60Hz |  |  | WTGs | Each | 0 | 28380 |  |  | REpower USA |  | 0
REPWR-PRT-0530 | Monitoring module- EMG17-B3 24V,f. WTS |  |  | WTGs | Each | 0 | 28384 |  |  | REpower USA |  | 0
REPWR-PRT-0531 | lightning protection socket VAL-MS BE/F |  |  | WTGs | Each | 0 | 28385 |  |  | REpower USA |  | 0
REPWR-PRT-0532 | overload protection PT2 |  |  | WTGs | Each | 0 | 28405 |  |  | REpower USA |  | 0
REPWR-PRT-0533 | Tapping screw, 4,2x 19-ISO7049-gZn, C |  |  | WTGs | Each | 0 | 28416 |  |  | REpower USA |  | 0
REPWR-PRT-0534 | Cable set rotor cable, MM 60Hz UL |  |  | WTGs | Each | 0 | 28476 |  |  | REpower USA |  | 0
REPWR-PRT-0951 | Cable set rotor cable, MM 60Hz UL |  |  | WTGs | Each | 0 | 38208 |  |  | REpower USA |  | 0
REPWR-PRT-0952 | Cable set stator cable, MM 60Hz UL |  |  | WTGs | Each | 0 | 38209 |  |  | REpower USA |  | 0
REPWR-PRT-0535 | Cable set stator cable, MM 60Hz UL |  |  | WTGs | Each | 0 | 28477 |  |  | REpower USA |  | 0
REPWR-PRT-0536 | Battery charger AEG 288V Moog, MM92/3.XM |  |  | WTGs | Each | 0 | 28588 |  |  | REpower USA |  | 0
REPWR-PRT-0537 | condenser 3x27,6&#181;F MKP |  |  | WTGs | Each | 0 | 28607 |  |  | REpower USA |  | 0
REPWR-PRT-0538 | Ethernet switch, Spider 4TX/1FX EEC SC |  |  | WTGs | Each | 0 | 28650 |  |  | REpower USA |  | 0
REPWR-PRT-0539 | Ethernet switch, Spider 4TX/1FX EEC ST |  |  | WTGs | Each | 0 | 28651 |  |  | REpower USA |  | 0
REPWR-PRT-0541 | Cable, LWL |  |  | WTGs | Each | 0 | 28738 |  |  | REpower USA |  | 0
REPWR-PRT-0542 | Cable, LWL |  |  | WTGs | Each | 0 | 28739 |  |  | REpower USA |  | 0
REPWR-PRT-0543 | Cable, Faserpigtail SC 50/125, 2m |  |  | WTGs | Each | 0 | 28742 |  |  | REpower USA |  | 0
REPWR-PRT-0544 | Duplex patch cable,SC-SC50/125,1m |  |  | WTGs | Each | 0 | 28743 |  |  | REpower USA |  | 0
REPWR-PRT-0545 | Duplex patch cable, SC-SC50/125, 5m |  |  | WTGs | Each | 0 | 28744 |  |  | REpower USA |  | 0
REPWR-PRT-0546 | Patch duplex cable MIL SC-SC50/125, 15m |  |  | WTGs | Each | 0 | 28745 |  |  | REpower USA |  | 0
REPWR-PRT-0547 | Cable, Faserpigtail ST 62,5/125, 2m |  |  | WTGs | Each | 0 | 28746 |  |  | REpower USA |  | 0
REPWR-PRT-0548 | Duplex patch cable, ST-ST 62,5/125, 1M |  |  | WTGs | Each | 0 | 28747 |  |  | REpower USA |  | 0
REPWR-PRT-0549 | Duplex patch cable, ST-SC 62,5/125, 5m |  |  | WTGs | Each | 0 | 28748 |  |  | REpower USA |  | 0
REPWR-PRT-0550 | Duplex patch cable MIL ST-SC 62,5/125 |  |  | WTGs | Each | 0 | 28749 |  |  | REpower USA |  | 0
REPWR-PRT-0551 | Duplex patch cable MIL SC-SC 9/125, 15m |  |  | WTGs | Each | 0 | 28750 |  |  | REpower USA |  | 0
REPWR-PRT-0552 | Duplex patch cable, SC-SC 9/125, 5m |  |  | WTGs | Each | 0 | 28751 |  |  | REpower USA |  | 0
REPWR-PRT-0553 | Duplex patch cable,SC-SC9/125, 1m |  |  | WTGs | Each | 0 | 28752 |  |  | REpower USA |  | 0
REPWR-PRT-0554 | Cable, Faserpigtail SC 9/125, 2m |  |  | WTGs | Each | 0 | 28753 |  |  | REpower USA |  | 0
REPWR-PRT-0555 | Slip ring unit, gold wire, MM CCV |  |  | WTGs | Each | 0 | 28836 |  |  | REpower USA |  | 0
REPWR-PRT-0556 | M1 control HS214/03, MM CCV |  |  | WTGs | Each | 0 | 28842 |  |  | REpower USA |  | 0
REPWR-PRT-0557 | Sonsors, REguard control B, MD/MM, CCV |  |  | WTGs | Each | 0 | 28848 |  |  | REpower USA |  | 0
REPWR-PRT-0558 | Proximity switch inductive |  |  | WTGs | Each | 0 | 28849 |  |  | REpower USA |  | 0
REPWR-PRT-0559 | Proximity switch inductive M18, flush |  |  | WTGs | Each | 0 | 28850 |  |  | REpower USA |  | 0
REPWR-PRT-0560 | Wind direction, Lambrecht,current output |  |  | WTGs | Each | 0 | 28851 |  |  | REpower USA |  | 0
REPWR-PRT-1246 | Sensor, vibration m.,PCH1026/CHF8728,MK2 |  |  | WTGs | Each | 0 | 45659 |  |  | REpower USA |  | 0
REPWR-PRT-0562 | Sensor, vibration m.,PCH1026/CHF8728,MK2 |  |  | WTGs | Each | 0 | 28854 |  |  | REpower USA |  | 0
REPWR-PRT-0563 | Vibration switch, jog switch, MD/MM |  |  | WTGs | Each | 0 | 28855 |  |  | REpower USA |  | 0
REPWR-PRT-0564 | Anemometer, Lambrecht I., current output |  |  | WTGs | Each | 0 | 28857 |  |  | REpower USA |  | 0
REPWR-PRT-0565 | Limit switch, yaw, GF4C, 1:100 |  |  | WTGs | Each | 0 | 28858 |  |  | REpower USA |  | 0
REPWR-PRT-0567 | Transducer, Sprex, LC 24V |  |  | WTGs | Each | 0 | 28860 |  |  | REpower USA |  | 0
REPWR-PRT-0568 | Pitch gearbox, MM82B, ccv |  |  | WTGs | Each | 0 | 28876 |  |  | REpower USA |  | 0
REPWR-PRT-0569 | Cable lug, tube, 120mm&#178;, M12, UL |  |  | WTGs | Each | 0 | 28889 |  |  | REpower USA |  | 0
REPWR-PRT-0570 | Cable lug, tube, 300mm&#178;, M16, UL |  |  | WTGs | Each | 0 | 28891 |  |  | REpower USA |  | 0
REPWR-PRT-0571 | Cable protection profile, PUR 1500mm |  |  | WTGs | Each | 0 | 28906 |  |  | REpower USA |  | 0
REPWR-PRT-0572 | Lamp socket combi MM Moog 230V 60Hz |  |  | WTGs | Each | 0 | 28916 |  |  | REpower USA |  | 0
REPWR-PRT-0573 | Lamp socket combi MM Moog 120V 60Hz |  |  | WTGs | Each | 0 | 28917 |  |  | REpower USA |  | 0
REPWR-PRT-0574 | RCD 100-264VAC 25A 30mA |  |  | WTGs | Each | 0 | 28962 |  |  | REpower USA |  | 0
REPWR-PRT-0575 | RCD 100-264VAC 40A 30mA |  |  | WTGs | Each | 0 | 28963 |  |  | REpower USA |  | 0
REPWR-PRT-0576 | Semi-conductor fuse 690/700V 100A UL |  |  | WTGs | Each | 0 | 28964 |  |  | REpower USA |  | 0
REPWR-PRT-0577 | Semi-conductor fuse 690/700V 125A UL |  |  | WTGs | Each | 0 | 28965 |  |  | REpower USA |  | 0
REPWR-PRT-0578 | High voltage fuse 6,3AT 1,2kV |  |  | WTGs | Each | 0 | 28966 |  |  | REpower USA |  | 0
REPWR-PRT-0579 | Power switch 3-pole 100A UL489 |  |  | WTGs | Each | 0 | 28967 |  |  | REpower USA |  | 0
REPWR-PRT-0580 | Power switch 3-pole 100A UL508 |  |  | WTGs | Each | 0 | 28968 |  |  | REpower USA |  | 1
REPWR-PRT-0581 | Power switch |  |  | WTGs | Each | 0 | 28969 |  |  | REpower USA |  | 0
REPWR-PRT-0582 | Power switch 3-pole 600A UL489 |  |  | WTGs | Each | 0 | 28970 |  |  | REpower USA |  | 0
REPWR-PRT-0583 | Micro switch TN/80170H0236 f. sc-fuse |  |  | WTGs | Each | 0 | 28971 |  |  | REpower USA |  | 0
REPWR-PRT-0584 | power supply unit 1P 24V 10A UL |  |  | WTGs | Each | 0 | 28972 |  |  | REpower USA |  | 0
REPWR-PRT-0585 | N-PE-lightning conductor type 1 DGPBN255 |  |  | WTGs | Each | 0 | 28973 |  |  | REpower USA |  | 0
REPWR-PRT-0587 | Power stack 301 TSS Master, revision II |  |  | WTGs | Each | 0 | 28975 |  |  | REpower USA |  | 0
REPWR-PRT-0588 | Fuse 15A, |  |  | WTGs | Each | 0 | 28976 |  |  | REpower USA |  | 0
REPWR-PRT-0589 | Fuse 30A, |  |  | WTGs | Each | 0 | 28977 |  |  | REpower USA |  | 0
REPWR-PRT-0590 | Fuse 60A, |  |  | WTGs | Each | 0 | 28978 |  |  | REpower USA |  | 0
REPWR-PRT-0591 | Controller f. main |  |  | WTGs | Each | 0 | 28979 |  |  | REpower USA |  | 0
REPWR-PRT-0592 | Controller f. volt.converter |  |  | WTGs | Each | 0 | 28980 |  |  | REpower USA |  | -1
REPWR-PRT-0593 | Discharger 440VAC, DG S440 FM |  |  | WTGs | Each | 0 | 28981 |  |  | REpower USA |  | 0
REPWR-PRT-0594 | Tension gauge with CSC3-GM2 |  |  | WTGs | Each | 0 | 28982 |  |  | REpower USA |  | 0
REPWR-PRT-0595 | Switch module for 6-24VDC-relay, SEG |  |  | WTGs | Each | 0 | 28983 |  |  | REpower USA |  | 0
REPWR-PRT-0596 | Power relay 230VAC Hiko 4W |  |  | WTGs | Each | 0 | 28984 |  |  | REpower USA |  | 0
REPWR-PRT-0597 | Switch module for 110-240VAC/DC-relay |  |  | WTGs | Each | 0 | 28985 |  |  | REpower USA |  | 0
REPWR-PRT-0598 | Akku hand lamp, complete, 110V (USA) |  |  | WTGs | Each | 0 | 28991 |  |  | REpower USA |  | 0
REPWR-PRT-0599 | COM-Server 10/100Base T, WT-58631 UL |  |  | WTGs | Each | 0 | 28996 |  |  | REpower USA |  | 0
REPWR-PRT-0600 | Brake module NBMDS16-Y/B 0.9R/S/EM21V/15 |  |  | WTGs | Each | 0 | 28999 |  |  | REpower USA |  | 0
REPWR-PRT-0601 | Test equipment, accu voltage monitoring |  |  | WTGs | Each | 0 | 29008 |  |  | REpower USA |  | 0
REPWR-PRT-0602 | Grooved ball bearing SKF 6336 M C3 |  |  | WTGs | Each | 0 | 29011 |  |  | REpower USA |  | 0
REPWR-PRT-0603 | Container for old grease, generator Win. |  |  | WTGs | Each | 0 | 29017 |  |  | REpower USA |  | 0
REPWR-PRT-0604 | Fan MDK |  |  | WTGs | Each | 0 | 29022 |  |  | REpower USA |  | 0
REPWR-PRT-0605 | Control slip |  |  | WTGs | Each | 0 | 29024 |  |  | REpower USA |  | 0
REPWR-PRT-0606 | Slip ring AS, generator Winergy |  |  | WTGs | Each | 0 | 29027 |  |  | REpower USA |  | 0
REPWR-PRT-0607 | Slip ring BS, generator Winergy |  |  | WTGs | Each | 0 | 29028 |  |  | REpower USA |  | 0
REPWR-PRT-0608 | Brush holder for generator Winergy |  |  | WTGs | Each | 0 | 29030 |  |  | REpower USA |  | 0
REPWR-PRT-0609 | Brush SU434 |  |  | WTGs | Each | 0 | 29031 |  |  | REpower USA |  | 0
REPWR-PRT-0610 | Fan, inside, for generator Winergy |  |  | WTGs | Each | 0 | 29033 |  |  | REpower USA |  | 0
REPWR-PRT-0611 | Heater with thermostat f. generator Win. |  |  | WTGs | Each | 0 | 29034 |  |  | REpower USA |  | 0
REPWR-PRT-0612 | Flat brush, 35mm, brightly, short handle |  |  | WTGs | Each | 0 | 29038 |  |  | REpower USA |  | 0
REPWR-PRT-0613 | HH bolt, M16x 25-ISO4017-8.8-tZN |  |  | WTGs | Each | 0 | 29116 |  |  | REpower USA |  | 0
REPWR-PRT-0615 | Converter,Moog,Pitchmaster CDE, MM92 |  |  | WTGs | Each | 0 | 29127 |  |  | REpower USA |  | 0
REPWR-PRT-0616 | Cable clamp K66/90 |  |  | WTGs | Each | 0 | 29145 |  |  | REpower USA |  | 0
REPWR-PRT-0617 | MM3-1FXM2/3TX1,MICE-Swi.,media modul,CCV |  |  | WTGs | Each | 0 | 29187 |  |  | REpower USA |  | 0
REPWR-PRT-0618 | MM3-1FXS2/3TX1,MICE-Swi.,media modul,CCV |  |  | WTGs | Each | 0 | 29188 |  |  | REpower USA |  | 0
REPWR-PRT-0619 | MM3-2FXM2/2TX1,MICE-Swi.,media modul,CCV |  |  | WTGs | Each | 0 | 29189 |  |  | REpower USA |  | 0
REPWR-PRT-0620 | MM3-2FXS2/2TX1,MICE-Swi.,media modul,CCV |  |  | WTGs | Each | 0 | 29190 |  |  | REpower USA |  | 0
REPWR-PRT-0621 | tape Tesa Krepp 50mm #4322 |  |  | WTGs | Each | 0 | 29252 |  |  | REpower USA |  | 0
REPWR-PRT-0622 | Warning signs nacelle, US-ANSI, MM92 |  |  | WTGs | Each | 0 | 29267 |  |  | REpower USA |  | 0
REPWR-PRT-0623 | Warning signs tower, ETS, US-ANSI, MM92 |  |  | WTGs | Each | 0 | 29269 |  |  | REpower USA |  | 0
REPWR-PRT-0624 | RESISTANCE THEMOMETER KOMPL 170 F61002 |  |  | WTGs | Each | 0 | 29398 |  |  | REpower USA |  | 0
REPWR-PRT-0625 | RESISTANCE THEMOMETER KOMPL 192 F61002 |  |  | WTGs | Each | 0 | 29399 |  |  | REpower USA |  | 0
REPWR-PRT-0626 | SEAL 598X344X1,5 B4 W 5087 DILUFLEX |  |  | WTGs | Each | 0 | 29400 |  |  | REpower USA |  | 0
REPWR-PRT-0627 | HEATING CARTRIDGE O/AVI 0750W220V 600LG |  |  | WTGs | Each | 0 | 29401 |  |  | REpower USA |  | 0
REPWR-PRT-0628 | HEATING CARTRIDGE O/AVI 0750W220V 600LG |  |  | WTGs | Each | 0 | 29402 |  |  | REpower USA |  | 0
REPWR-PRT-0629 | Ground brush holder DAS119 D=330 |  |  | WTGs | Each | 0 | 29439 |  |  | REpower USA |  | 0
REPWR-PRT-0630 | earthing brush winergy #0396735 |  |  | WTGs | Each | 0 | 29440 |  |  | REpower USA |  | 0
REPWR-PRT-0631 | over-voltage conductor stator |  |  | WTGs | Each | 0 | 29441 |  |  | REpower USA |  | 0
REPWR-PRT-0632 | Fuse bases stator |  |  | WTGs | Each | 0 | 29442 |  |  | REpower USA |  | 0
REPWR-PRT-0633 | over-voltage conductor rotor |  |  | WTGs | Each | 0 | 29443 |  |  | REpower USA |  | 0
REPWR-PRT-0634 | Fuse bases rotor |  |  | WTGs | Each | 0 | 29444 |  |  | REpower USA |  | 0
REPWR-PRT-0635 | voltage conductor |  |  | WTGs | Each | 0 | 29445 |  |  | REpower USA |  | 0
REPWR-PRT-0636 | Tacho attachment parts |  |  | WTGs | Each | 0 | 29446 |  |  | REpower USA |  | 0
REPWR-PRT-0637 | contact insert |  |  | WTGs | Each | 0 | 29448 |  |  | REpower USA |  | 0
REPWR-PRT-0638 | Incremental encoder disc |  |  | WTGs | Each | 0 | 29449 |  |  | REpower USA |  | 0
REPWR-PRT-0639 | SC, L/403, LDA7413-3,2-ETL |  |  | WTGs | Each | 0 | 29459 |  |  | REpower USA |  | 0
REPWR-PRT-0640 | SC, L/404, LDA7413-V-3, 2-ETL |  |  | WTGs | Each | 0 | 29460 |  |  | REpower USA |  | 0
REPWR-PRT-0641 | SC, L/406, LDA7413-J-4W3,20-ETL+LD-FP |  |  | WTGs | Each | 0 | 29462 |  |  | REpower USA |  | 0
REPWR-PRT-0643 | SC, L/412, LDA7413-KE1-M-WKA-ETL |  |  | WTGs | Each | 0 | 29464 |  |  | REpower USA |  | 0
REPWR-PRT-0644 | SC, L/413, LDA7413-KE2-M-WKA-ETL |  |  | WTGs | Each | 0 | 29465 |  |  | REpower USA |  | 0
REPWR-PRT-0645 | SC, L/414, LD-VEG2-ETL |  |  | WTGs | Each | 0 | 29466 |  |  | REpower USA |  | 0
REPWR-PRT-0646 | SC, L/427, LDA7413-J-4W3,02-ETL+LD-FP |  |  | WTGs | Each | 0 | 29467 |  |  | REpower USA |  | 0
REPWR-PRT-0647 | SC, L/429, LDA7413-J-3W2,20-ETL+LD-FP |  |  | WTGs | Each | 0 | 29468 |  |  | REpower USA |  | 0
REPWR-PRT-0648 | SC, L/303, LDA3423-3,2-ETL |  |  | WTGs | Each | 0 | 29469 |  |  | REpower USA |  | 0
REPWR-PRT-0649 | SC, L/304, LDA3423-V-3,2-ETL |  |  | WTGs | Each | 0 | 29470 |  |  | REpower USA |  | 0
REPWR-PRT-0650 | SC, L/309, LDA3423-D-HH-LD-WKA-ETL |  |  | WTGs | Each | 0 | 29471 |  |  | REpower USA |  | 0
REPWR-PRT-0651 | SC, L/312, LDA3423-KE1-M-WKA-ETL |  |  | WTGs | Each | 0 | 29472 |  |  | REpower USA |  | 0
REPWR-PRT-0652 | SC, L/313, LDA3423-KE2-M-WKA-ETL |  |  | WTGs | Each | 0 | 29473 |  |  | REpower USA |  | 0
REPWR-PRT-0653 | SC, L/314, LD-VEG1-ETL |  |  | WTGs | Each | 0 | 29474 |  |  | REpower USA |  | 0
REPWR-PRT-0654 | SC, L/326, LDA3423-J-4W2,45-ETL |  |  | WTGs | Each | 0 | 29475 |  |  | REpower USA |  | 0
REPWR-PRT-0655 | SC, L/327, LDA3423-J-4W3,02-ETL+LD-FP |  |  | WTGs | Each | 0 | 29476 |  |  | REpower USA |  | 0
REPWR-PRT-0656 | SC, L/329, LDA3423-J-4W2,80-ETL+LD-FP |  |  | WTGs | Each | 0 | 29477 |  |  | REpower USA |  | 0
REPWR-PRT-0657 | manhole cover blade LM 40.0 - 61.5 |  |  | WTGs | Each | 0 | 29506 |  |  | REpower USA |  | 0
REPWR-PRT-0658 | HH bolt, M16x140-ISO4014-8.8-tZn |  |  | WTGs | Each | 0 | 29507 |  |  | REpower USA |  | 0
REPWR-PRT-0659 | Fuse, FNQ |  |  | WTGs | Each | 0 | 29510 |  |  | REpower USA |  | 0
REPWR-PRT-0660 | Fuse, FNQ |  |  | WTGs | Each | 0 | 29511 |  |  | REpower USA |  | 0
REPWR-PRT-0661 | oil,hydraulic-,Shell Tellus Arctic32,200 |  |  | WTGs | Each | 0 | 29539 |  |  | REpower USA |  | 0
REPWR-PRT-0662 | Limit switch, siren, XCK-J TH, CCV |  |  | WTGs | Each | 0 | 29550 |  |  | REpower USA |  | 0
REPWR-PRT-0663 | pump, central lubrication forLincoln kit |  |  | WTGs | Each | 0 | 29608 |  |  | REpower USA |  | 0
REPWR-PRT-0664 | HD-hose Nr.1101, 2600mm, MM82B/92 |  |  | WTGs | Each | 0 | 29610 |  |  | REpower USA |  | 0
REPWR-PRT-0665 | Resistance thermometer PT100 |  |  | WTGs | Each | 0 | 29644 |  |  | REpower USA |  | 0
REPWR-PRT-0666 | High performance heater |  |  | WTGs | Each | 0 | 29645 |  |  | REpower USA |  | 0
REPWR-PRT-0667 | Voltage monitoring relay axle 1 |  |  | WTGs | Each | 0 | 29646 |  |  | REpower USA |  | 0
REPWR-PRT-0669 | Line safety switch B 6A |  |  | WTGs | Each | 0 | 29648 |  |  | REpower USA |  | 0
REPWR-PRT-0670 | Line safety switch battery voltage monit |  |  | WTGs | Each | 0 | 29649 |  |  | REpower USA |  | 0
REPWR-PRT-0671 | Brake supply |  |  | WTGs | Each | 0 | 29650 |  |  | REpower USA |  | 0
REPWR-PRT-0672 | Timing relay ZR4, 200-340 VDC |  |  | WTGs | Each | 0 | 29651 |  |  | REpower USA |  | 0
REPWR-PRT-0673 | Diode modul, pitch, break Moog |  |  | WTGs | Each | 0 | 29652 |  |  | REpower USA |  | 0
REPWR-PRT-0674 | Resistor |  |  | WTGs | Each | 0 | 29653 |  |  | REpower USA |  | 0
REPWR-PRT-0675 | Encoder cable |  |  | WTGs | Each | 0 | 29655 |  |  | REpower USA |  | 0
REPWR-PRT-0676 | Encoder cable |  |  | WTGs | Each | 0 | 29656 |  |  | REpower USA |  | 0
REPWR-PRT-0677 | Encoder cable |  |  | WTGs | Each | 0 | 29657 |  |  | REpower USA |  | 0
REPWR-PRT-0678 | Encoder cable |  |  | WTGs | Each | 0 | 29658 |  |  | REpower USA |  | 0
REPWR-PRT-0679 | Encoder cable |  |  | WTGs | Each | 0 | 29659 |  |  | REpower USA |  | 0
REPWR-PRT-0680 | Basis base for over voltage protection |  |  | WTGs | Each | 0 | 29660 |  |  | REpower USA |  | 0
REPWR-PRT-0681 | Over voltage protection |  |  | WTGs | Each | 0 | 29661 |  |  | REpower USA |  | 0
REPWR-PRT-0682 | Single phase power choke |  |  | WTGs | Each | 0 | 29662 |  |  | REpower USA |  | 0
REPWR-PRT-0683 | Connector A1A2.4001 |  |  | WTGs | Each | 0 | 29663 |  |  | REpower USA |  | 0
REPWR-PRT-0684 | Connector A1A3.4002 |  |  | WTGs | Each | 0 | 29664 |  |  | REpower USA |  | 0
REPWR-PRT-0685 | Connector B1.3003 |  |  | WTGs | Each | 0 | 29665 |  |  | REpower USA |  | 0
REPWR-PRT-0686 | Connector B2.3004 |  |  | WTGs | Each | 0 | 29666 |  |  | REpower USA |  | 0
REPWR-PRT-0687 | Connector B3.3005 |  |  | WTGs | Each | 0 | 29667 |  |  | REpower USA |  | 0
REPWR-PRT-0688 | Connector E2E1.4008 |  |  | WTGs | Each | 0 | 29668 |  |  | REpower USA |  | 0
REPWR-PRT-0689 | Connector E2E3.4009 |  |  | WTGs | Each | 0 | 29669 |  |  | REpower USA |  | 0
REPWR-PRT-0690 | Connector F1F2.4006 |  |  | WTGs | Each | 0 | 29670 |  |  | REpower USA |  | 0
REPWR-PRT-0691 | Connector F1F3.4007 |  |  | WTGs | Each | 0 | 29671 |  |  | REpower USA |  | 0
REPWR-PRT-0692 | Connector G3G1.1000 |  |  | WTGs | Each | 0 | 29672 |  |  | REpower USA |  | 0
REPWR-PRT-0693 | Connector G3G2.1001 |  |  | WTGs | Each | 0 | 29673 |  |  | REpower USA |  | 0
REPWR-PRT-0694 | Connector M1.3009 |  |  | WTGs | Each | 0 | 29674 |  |  | REpower USA |  | 0
REPWR-PRT-0695 | Connector M2.3010 |  |  | WTGs | Each | 0 | 29675 |  |  | REpower USA |  | 0
REPWR-PRT-0696 | Connector M3.3011 |  |  | WTGs | Each | 0 | 29676 |  |  | REpower USA |  | 0
REPWR-PRT-0697 | Connector U1.4000 |  |  | WTGs | Each | 0 | 29677 |  |  | REpower USA |  | 0
REPWR-PRT-0698 | Connector X1.5000 |  |  | WTGs | Each | 0 | 29678 |  |  | REpower USA |  | 0
REPWR-PRT-0699 | Connector HI 1.3000+3003 Combi |  |  | WTGs | Each | 0 | 29679 |  |  | REpower USA |  | 0
REPWR-PRT-0700 | Connector HI 2.3001+3004 Combi |  |  | WTGs | Each | 0 | 29680 |  |  | REpower USA |  | 0
REPWR-PRT-0701 | Connector HI 3.3002+3005 Combi |  |  | WTGs | Each | 0 | 29681 |  |  | REpower USA |  | 0
REPWR-PRT-0702 | Connector C1L3L1 Combi |  |  | WTGs | Each | 0 | 29682 |  |  | REpower USA |  | 0
REPWR-PRT-0703 | Connector C2L3L2 Combi |  |  | WTGs | Each | 0 | 29683 |  |  | REpower USA |  | 0
REPWR-PRT-0704 | Connector C3.2006+2007+2008 |  |  | WTGs | Each | 0 | 29684 |  |  | REpower USA |  | 0
REPWR-PRT-0705 | Current converter measurement motor cure |  |  | WTGs | Each | 0 | 29685 |  |  | REpower USA |  | 0
REPWR-PRT-0706 | MCR-S-10-50-UI-DCI, INTERFACE |  |  | WTGs | Each | 0 | 29686 |  |  | REpower USA |  | 0
REPWR-PRT-0707 | Power supply Trio-PS/1AC/24DC/5 LT-i |  |  | WTGs | Each | 0 | 29687 |  |  | REpower USA |  | 0
REPWR-PRT-0709 | Relay 95&#176; limit switch occupied |  |  | WTGs | Each | 0 | 29689 |  |  | REpower USA |  | 0
REPWR-PRT-0710 | Coupling relays Moog,Siem. 3TX7004-1LB00 |  |  | WTGs | Each | 0 | 29690 |  |  | REpower USA |  | 0
REPWR-PRT-0711 | Line safety switch voltage monitoring |  |  | WTGs | Each | 0 | 29691 |  |  | REpower USA |  | 0
REPWR-PRT-0713 | Main service switch 63A |  |  | WTGs | Each | 0 | 29693 |  |  | REpower USA |  | 0
REPWR-PRT-0714 | Battery service switch 160A |  |  | WTGs | Each | 0 | 29694 |  |  | REpower USA |  | 0
REPWR-PRT-0715 | B4,LightProtc,006VDC,0010kA |  |  | WTGs | Each | 0 | 29695 |  |  | REpower USA |  | 0
REPWR-PRT-0716 | B2,LightProtc,024VDC,0010kA |  |  | WTGs | Each | 0 | 29696 |  |  | REpower USA |  | 0
REPWR-PRT-0717 | Fuse complete |  |  | WTGs | Each | 0 | 29697 |  |  | REpower USA |  | 0
REPWR-PRT-0718 | Line safety switch 400V AC power supply |  |  | WTGs | Each | 0 | 29698 |  |  | REpower USA |  | 0
REPWR-PRT-0721 | Line safety switch 400V AC power supply |  |  | WTGs | Each | 0 | 29701 |  |  | REpower USA |  | 0
REPWR-PRT-0719 | Line safety switch C 2A, 2pol. |  |  | WTGs | Each | 0 | 29699 |  |  | REpower USA |  | 0
REPWR-PRT-0723 | Line safety switch |  |  | WTGs | Each | 0 | 29703 |  |  | REpower USA |  | 0
REPWR-PRT-0724 | Auxiliary contactor FI operation ON |  |  | WTGs | Each | 0 | 29704 |  |  | REpower USA |  | 0
REPWR-PRT-0725 | Contactor FI operation |  |  | WTGs | Each | 0 | 29705 |  |  | REpower USA |  | 0
REPWR-PRT-0726 | Contactor Shunt connection field |  |  | WTGs | Each | 0 | 29706 |  |  | REpower USA |  | 0
REPWR-PRT-0727 | Contactor release brake during mains ope |  |  | WTGs | Each | 0 | 29707 |  |  | REpower USA |  | 0
REPWR-PRT-0728 | Limit switch -I 95&#176;-J 91&#176; |  |  | WTGs | Each | 0 | 29708 |  |  | REpower USA |  | 0
REPWR-PRT-0729 | Contactor -2pol. 32A Pitch Moog |  |  | WTGs | Each | 0 | 29709 |  |  | REpower USA |  | 0
REPWR-PRT-0730 | Contactor -release brake during battery |  |  | WTGs | Each | 0 | 29710 |  |  | REpower USA |  | 0
REPWR-PRT-0731 | Contactor, AC-3,3KW/400V,1S,DC24V,3pol |  |  | WTGs | Each | 0 | 29711 |  |  | REpower USA |  | 0
REPWR-PRT-0732 | Mains contactor inverter |  |  | WTGs | Each | 0 | 29712 |  |  | REpower USA |  | 0
REPWR-PRT-0733 | Contactor seperately driven fan ON/OFF |  |  | WTGs | Each | 0 | 29713 |  |  | REpower USA |  | 0
REPWR-PRT-0734 | Auxiliary contactor 91&#176; limit switch occ |  |  | WTGs | Each | 0 | 29714 |  |  | REpower USA |  | 0
REPWR-PRT-0735 | Line safety switch -charging voltage axl |  |  | WTGs | Each | 0 | 29715 |  |  | REpower USA |  | 0
REPWR-PRT-0736 | Contactor -Charging contactor axle 2 |  |  | WTGs | Each | 0 | 29716 |  |  | REpower USA |  | 0
REPWR-PRT-0737 | power control relay - C 6A, 1p 5M |  |  | WTGs | Each | 0 | 29717 |  |  | REpower USA |  | 0
REPWR-PRT-0738 | power control relay - C 10A, 1p 5M |  |  | WTGs | Each | 0 | 29718 |  |  | REpower USA |  | 0
REPWR-PRT-0739 | Adjusting scale external LM 45.3 P |  |  | WTGs | Each | 0 | 29739 |  |  | REpower USA |  | 0
REPWR-PRT-0740 | Adjusting scale internal LM 45.3 P |  |  | WTGs | Each | 0 | 29740 |  |  | REpower USA |  | 0
REPWR-PRT-0741 | lightning protection VAL-MS-120 ST, plug |  |  | WTGs | Each | 0 | 29741 |  |  | REpower USA |  | 0
REPWR-PRT-0742 | motor fan,IMB 14FT 130(1) |  |  | WTGs | Each | 0 | 29749 |  |  | REpower USA |  | 0
REPWR-PRT-0743 | Central lubrication |  |  | WTGs | Each | 0 | 29778 |  |  | REpower USA |  | 0
REPWR-PRT-0744 | Protection Helix, 800mm |  |  | WTGs | Each | 0 | 29779 |  |  | REpower USA |  | 0
REPWR-PRT-0745 | screw plug EM VS 63-brass |  |  | WTGs | Each | 0 | 29854 |  |  | REpower USA |  | 0
REPWR-PRT-0746 | Washer, 8 -ISO7091-100HV |  |  | WTGs | Each | 0 | 29858 |  |  | REpower USA |  | 0
REPWR-PRT-0747 | Pitch gearbox, |  |  | WTGs | Each | 0 | 29903 |  |  | REpower USA |  | 0
REPWR-PRT-0748 | Measuring transducer Woodward,5A/100V |  |  | WTGs | Each | 0 | 29926 |  |  | REpower USA |  | 0
REPWR-PRT-0749 | Lamella package for Radex-N 190 NANA |  |  | WTGs | Each | 0 | 29972 |  |  | REpower USA |  | 0
REPWR-PRT-0751 | tension belt with ratch, MD/MM |  |  | WTGs | Each | 0 | 30188 |  |  | REpower USA |  | 0
REPWR-PRT-0752 | edge protection MD/MM |  |  | WTGs | Each | 0 | 30189 |  |  | REpower USA |  | 0
REPWR-PRT-0754 | Threaded bolt M16 DIN 975 A4, 245lg. |  |  | WTGs | Each | 0 | 30196 |  |  | REpower USA |  | 0
REPWR-PRT-0755 | Support torque converter bearing,MM/3.XM |  |  | WTGs | Each | 0 | 30197 |  |  | REpower USA |  | 0
REPWR-PRT-0756 | Torque converter bearing, MD/MM |  |  | WTGs | Each | 0 | 30198 |  |  | REpower USA |  | 0
REPWR-PRT-0757 | Washer 12-ISO7089 |  |  | WTGs | Each | 0 | 30315 |  |  | REpower USA |  | 0
REPWR-PRT-0758 | HH-Bolt, M33x140-ISO4014-12.9 |  |  | WTGs | Each | 0 | 30327 |  |  | REpower USA |  | 0
REPWR-PRT-0759 | Slipring for Winergy Generator MD |  |  | WTGs | Each | 0 | 30357 |  |  | REpower USA |  | 0
REPWR-PRT-0760 | grease,Mobilith SHC |  |  | WTGs | Each | 0 | 30372 |  |  | REpower USA |  | 0
REPWR-PRT-0761 | tarpaulin nacelle MD |  |  | WTGs | Each | 0 | 30389 |  |  | REpower USA |  | 0
REPWR-PRT-0762 | tarpaulin hub MM82B |  |  | WTGs | Each | 0 | 30390 |  |  | REpower USA |  | 0
REPWR-PRT-0763 | Transmitter AC58/1212EX.42SCH:555 |  |  | WTGs | Each | 0 | 30432 |  |  | REpower USA |  | -3
REPWR-PRT-0764 | Coupling incl. brake disc ,60Hz, KTR |  |  | WTGs | Each | 0 | 30536 |  |  | REpower USA |  | 0
REPWR-PRT-0765 | Pen for Touch |  |  | WTGs | Each | 0 | 30561 |  |  | REpower USA |  | 0
REPWR-PRT-0766 | Holder for pen |  |  | WTGs | Each | 0 | 30562 |  |  | REpower USA |  | 0
REPWR-PRT-0767 | Timer Relay Finder,Type |  |  | WTGs | Each | 0 | 30618 |  |  | REpower USA |  | 0
REPWR-PRT-0768 | Cylinder head bolt,M5x 50-ISO1207-8.8-gZ |  |  | WTGs | Each | 0 | 30648 |  |  | REpower USA |  | 0
REPWR-PRT-0769 | Calliper, yaw brake-,BSAB90-S-500 |  |  | WTGs | Each | 0 | 30687 |  |  | REpower USA |  | 0
REPWR-PRT-0770 | Sensor, vibration |  |  | WTGs | Each | 0 | 31029 |  |  | REpower USA |  | 0
REPWR-PRT-0771 | wire end sleeve 0,14 qmm |  |  | WTGs | Each | 0 | 31039 |  |  | REpower USA |  | 0
REPWR-PRT-0772 | Power pack module, NT255, 24V / 45W DC |  |  | WTGs | Each | 0 | 31105 |  |  | REpower USA |  | 0
REPWR-PRT-0773 | HSH cap screw, M16x 65 ISO10642-10.9 |  |  | WTGs | Each | 0 | 31169 |  |  | REpower USA |  | 0
REPWR-PRT-0774 | Edge guard sealing profile 564.6128 |  |  | WTGs | Each | 0 | 31389 |  |  | REpower USA |  | 0
REPWR-PRT-0775 | Washer, 12-ISO7089-tZn-200HV |  |  | WTGs | Each | 0 | 31482 |  |  | REpower USA |  | 0
REPWR-PRT-0776 | Cone grease nipple, A-H1-M 6-5.8 |  |  | WTGs | Each | 0 | 31567 |  |  | REpower USA |  | 0
REPWR-PRT-0779 | Protection cover, SKH 45, OBO |  |  | WTGs | Each | 0 | 31585 |  |  | REpower USA |  | 0
REPWR-PRT-0780 | Clamping angle, BW60/40, OBO |  |  | WTGs | Each | 0 | 31586 |  |  | REpower USA |  | 0
REPWR-PRT-0781 | Closing plate |  |  | WTGs | Each | 0 | 31623 |  |  | REpower USA |  | 0
REPWR-PRT-0782 | Door stay hinge |  |  | WTGs | Each | 0 | 31624 |  |  | REpower USA |  | 0
REPWR-PRT-0783 | Pusher pin, B 7644 0901, BKS |  |  | WTGs | Each | 0 | 31641 |  |  | REpower USA |  | 0
REPWR-PRT-0784 | Fastening screw, M 5x 50, BKS |  |  | WTGs | Each | 0 | 31644 |  |  | REpower USA |  | 0
REPWR-PRT-0785 | Raised countersunk screw, M 5x 10-ISO704 |  |  | WTGs | Each | 0 | 31646 |  |  | REpower USA |  | 0
REPWR-PRT-0786 | Adapter, accu voltage, |  |  | WTGs | Each | 0 | 31718 |  |  | REpower USA |  | 0
REPWR-PRT-0787 | Grease absorber bracket, 5/6M |  |  | WTGs | Each | 0 | 31732 |  |  | REpower USA |  | 0
REPWR-PRT-0788 | PUR profil, version 4 |  |  | WTGs | Each | 0 | 31829 |  |  | REpower USA |  | 0
REPWR-PRT-0789 | Safety belt ARG 51 Formotion Wind M-L |  |  | WTGs | Each | 0 | 31877 |  |  | REpower USA |  | 0
REPWR-PRT-0790 | OBO fitting 108M63x1,5 LGR 108/M63 |  |  | WTGs | Each | 0 | 31984 |  |  | REpower USA |  | 0
REPWR-PRT-0792 | DISCHARGE-CHOKE 400-690V +-10%, 50/60HZ, |  |  | WTGs | Each | 0 | 32291 |  |  | REpower USA |  | 0
REPWR-PRT-0793 | power supply A01+1BVU+4G1 BT2 MM82 |  |  | WTGs | Each | 0 | 32294 |  |  | REpower USA |  | 0
REPWR-PRT-0794 | Supplementary part topbox 60Hz MM82/MM92 |  |  | WTGs | Each | 0 | 32379 |  |  | REpower USA |  | 0
REPWR-PRT-0795 | Carbon brushes MK20 f. VEM DASAA5025 |  |  | WTGs | Each | 0 | 32455 |  |  | REpower USA |  | 0
REPWR-PRT-0796 | Sealing plug GPN 700 M36 |  |  | WTGs | Each | 0 | 32476 |  |  | REpower USA |  | 0
REPWR-PRT-0797 | brake module NBMC 16-Z/B, MM active brak |  |  | WTGs | Each | 0 | 32523 |  |  | REpower USA |  | 0
REPWR-PRT-0798 | Shockyard, see 43661 |  |  | WTGs | Each | 0 | 32668 |  |  | REpower USA |  | 0
REPWR-PRT-0799 | Fuse, 690V, 500A, 6.9URD 31TTF05 00 |  |  | WTGs | Each | 0 | 32682 |  |  | REpower USA |  | 0
REPWR-PRT-0800 | Fuse 40A (fuse link) |  |  | WTGs | Each | 0 | 32737 |  |  | REpower USA |  | 0
REPWR-PRT-0801 | Adapted door plate |  |  | WTGs | Each | 0 | 32757 |  |  | REpower USA |  | 0
REPWR-PRT-0802 | Half set, B 7014 0141, BKS |  |  | WTGs | Each | 0 | 32768 |  |  | REpower USA |  | 0
REPWR-PRT-0803 | Countersunk screw, B 7660 0008, BKS |  |  | WTGs | Each | 0 | 32770 |  |  | REpower USA |  | 0
REPWR-PRT-0804 | Cable, LiYCY 2x2x0,25 QMM, L 2,5m |  |  | WTGs | Each | 0 | 32891 |  |  | REpower USA |  | 0
REPWR-PRT-0805 | Auxiliary switch, 1S1&#214; F.LS70 5ST3010 |  |  | WTGs | Each | 0 | 32901 |  |  | REpower USA |  | 0
REPWR-PRT-0806 | Current transf. 2500/1A, 20VA, cl.0.5FS5 |  |  | WTGs | Each | 0 | 32995 |  |  | REpower USA |  | 0
REPWR-PRT-0807 | Oil particle sensor, Gastops 3110, CMS |  |  | WTGs | Each | 0 | 33034 |  |  | REpower USA |  | 0
REPWR-PRT-0808 | Heater control cabinet, 250W, Pitch LTi |  |  | WTGs | Each | 0 | 33038 |  |  | REpower USA |  | 0
REPWR-PRT-0809 | Current transf. 600/1A, 5VA, cl.0.5FS5 |  |  | WTGs | Each | 0 | 33043 |  |  | REpower USA |  | 0
REPWR-PRT-0810 | Current transf. 2000/1A, 5VA, cl.0.5FS5 |  |  | WTGs | Each | 0 | 33044 |  |  | REpower USA |  | 0
REPWR-PRT-0811 | Sealing ring-US; 22,7x30x2 w. centering |  |  | WTGs | Each | 0 | 33046 |  |  | REpower USA |  | 0
REPWR-PRT-0813 | Akkubox MM92 Pitch LTi axis 1 |  |  | WTGs | Each | 0 | 33110 |  |  | REpower USA |  | 0
REPWR-PRT-0814 | Akkubox MM92 Pitch LTi axis 2 |  |  | WTGs | Each | 0 | 33111 |  |  | REpower USA |  | 0
REPWR-PRT-0815 | Covering 350 mm |  |  | WTGs | Each | 0 | 33218 |  |  | REpower USA |  | 0
REPWR-PRT-0816 | Covering 760 mm |  |  | WTGs | Each | 0 | 33219 |  |  | REpower USA |  | 0
REPWR-PRT-0817 | Nut M12, self-locking ISO7040-8-tZn |  |  | WTGs | Each | 0 | 33349 |  |  | REpower USA |  | 0
REPWR-PRT-0818 | Fuse FNQ |  |  | WTGs | Each | 0 | 33366 |  |  | REpower USA |  | 0
REPWR-PRT-0819 | Course wing, PZ 72, B 7172 5141, BKS |  |  | WTGs | Each | 0 | 33376 |  |  | REpower USA |  | 0
REPWR-PRT-0820 | Grasp pipe, 710mm, B 7100 4210, BKS |  |  | WTGs | Each | 0 | 33377 |  |  | REpower USA |  | 0
REPWR-PRT-0822 | CM-RS485 Interface transducer |  |  | WTGs | Each | 0 | 33414 |  |  | REpower USA |  | 0
REPWR-PRT-0823 | shaft earthing brush set |  |  | WTGs | Each | 0 | 33424 |  |  | REpower USA |  | 0
REPWR-PRT-0824 | Limit,switch- HI 91&#176;/95&#176; Axe1-3 MM92/82B |  |  | WTGs | Each | 0 | 33443 |  |  | REpower USA |  | 0
REPWR-PRT-0825 | Fitting material,Gasttops 3110,Win. 4481 |  |  | WTGs | Each | 0 | 33447 |  |  | REpower USA |  | 0
REPWR-PRT-0826 | voltage monitoring Module,EMG 17-B3, WTS |  |  | WTGs | Each | 0 | 33508 |  |  | REpower USA |  | 0
REPWR-PRT-0827 | Compact Flash Memory |  |  | WTGs | Each | 0 | 33573 |  |  | REpower USA |  | 0
REPWR-PRT-0828 | Gearbox, Eickhoff CPNHZ-224, MM92 60Hz |  |  | WTGs | Each | 0 | 34251 |  |  | REpower USA |  | 0
REPWR-PRT-0829 | Retrofit Azimut Topbox 60Hz US |  |  | WTGs | Each | 0 | 34255 |  |  | REpower USA |  | 0
REPWR-PRT-0830 | Batterycharger 72V-1.5A |  |  | WTGs | Each | 0 | 34306 |  |  | REpower USA |  | 0
REPWR-PRT-0832 | IGBT power stack G-S300 TSSa Slave PG-1 |  |  | WTGs | Each | 0 | 34457 |  |  | REpower USA |  | 0
REPWR-PRT-1496 | IGBT power stack G-S300 TSSa Slave PG-1 |  |  | WTGs | Each | 0 | 34457A |  |  | REpower USA
REPWR-PRT-1497 | IGBT power stack G-S300 TSSa Slave PG-1 |  |  | WTGs | Each | 0 | 34457D |  |  | REpower USA
REPWR-PRT-1501 | IGBT power stack G-M301 TSSa Master PG-2 |  |  | WTGs | Each | 0 | 34461D |  |  | REpower USA
REPWR-PRT-0833 | IGBT power stack G-M301 TSSa Master PG-2 |  |  | WTGs | Each | 0 | 34461 |  |  | REpower USA |  | 0
REPWR-PRT-0834 | Cable, HELU JZ-603-CY, 5x0,75mm&#178; |  |  | WTGs | Each | 0 | 34464 |  |  | REpower USA |  | 0
REPWR-PRT-0835 | Hub loading cable MM |  |  | WTGs | Each | 0 | 34558 |  |  | REpower USA |  | 0
REPWR-PRT-0836 | Socket head screw, M12x 45-ISO4762-A4 |  |  | WTGs | Each | 0 | 34560 |  |  | REpower USA |  | 0
REPWR-PRT-0837 | angle, exhaust hood. MD/MM |  |  | WTGs | Each | 0 | 34567 |  |  | REpower USA |  | 0
REPWR-PRT-0838 | Double brush holder |  |  | WTGs | Each | 0 | 34570 |  |  | REpower USA |  | 0
REPWR-PRT-0839 | IGBT power Stack G-M 302 TSS Master PG-1 |  |  | WTGs | Each | 0 | 34608 |  |  | REpower USA |  | 0
REPWR-PRT-1502 | IGBT power Stack G-M 302 TSS Master PG-1 |  |  | WTGs | Each | 0 | 34608A |  |  | REpower USA
REPWR-PRT-1503 | IGBT power Stack G-M 302 TSS Master PG-1 |  |  | WTGs | Each | 0 | 34608D |  |  | REpower USA
REPWR-PRT-1504 | IGBT power Stack G-M 302 TSS Master PG-2 |  |  | WTGs | Each | 0 | 34609D |  |  | REpower USA
REPWR-PRT-0840 | IGBT power Stack G-M 302 TSS Master PG-2 |  |  | WTGs | Each | 0 | 34609 |  |  | REpower USA |  | 0
REPWR-PRT-0841 | Uni EMV-cable gland 15 mm |  |  | WTGs | Each | 0 | 34740 |  |  | REpower USA |  | 0
REPWR-PRT-0842 | IGBT power stack |  |  | WTGs | Each | 0 | 34748 |  |  | REpower USA |  | -1
REPWR-PRT-1498 | IGBT power stack |  |  | WTGs | Each | 0 | 34458A |  |  | REpower USA
REPWR-PRT-1499 | IGBT power stack |  |  | WTGs | Each | 0 | 34460A |  |  | REpower USA
REPWR-PRT-1500 | IGBT power stack |  |  | WTGs | Each | 0 | 34461A |  |  | REpower USA
REPWR-PRT-1506 | IGBT power Stack G-S 302 TSS slave PG-2 |  |  | WTGs | Each | 0 | 34749D |  |  | REpower USA
REPWR-PRT-0843 | IGBT power Stack G-S 302 TSS slave PG-2 |  |  | WTGs | Each | 0 | 34749 |  |  | REpower USA |  | 0
REPWR-PRT-0845 | Coupling ATEC-ARC-6 KRZN 60 410-6 |  |  | WTGs | Each | 0 | 34867 |  |  | REpower USA |  | 0
REPWR-PRT-0846 | Coupling incl. brake disc, KTR, MM60Hz |  |  | WTGs | Each | 0 | 34870 |  |  | REpower USA |  | 0
REPWR-PRT-0847 | plate, exhaust hood, MD/MM |  |  | WTGs | Each | 0 | 34904 |  |  | REpower USA |  | 0
REPWR-PRT-0848 | Diaphragm-type accumulator SBO 210-2,8E |  |  | WTGs | Each | 0 | 34943 |  |  | REpower USA |  | 0
REPWR-PRT-0849 | SC, L/305, LDA3423-3,2-ETL+LD-FP |  |  | WTGs | Each | 0 | 34967 |  |  | REpower USA |  | 0
REPWR-PRT-0850 | Diaphragm-type accumulator SBO 250-0,007 |  |  | WTGs | Each | 0 | 34971 |  |  | REpower USA |  | 0
REPWR-PRT-0851 | Hydraulic unit, 160 |  |  | WTGs | Each | 0 | 35034 |  |  | REpower USA |  | 0
REPWR-PRT-0852 | Topbox complete, REguard B, USA, MM 60Hz |  |  | WTGs | Each | 0 | 35061 |  |  | REpower USA |  | 0
REPWR-PRT-0853 | Basement box comp, REguard B,USA,MM 60Hz |  |  | WTGs | Each | 0 | 35065 |  |  | REpower USA |  | 0
REPWR-PRT-0854 | Lubrication |  |  | WTGs | Each | 0 | 35068 |  |  | REpower USA |  | 0
REPWR-PRT-0855 | Lifting device,100m,400V,60Hz,CCV,UL/CSA |  |  | WTGs | Each | 0 | 35069 |  |  | REpower USA |  | 0
REPWR-PRT-0856 | Sensor cable &quot;S3&quot;(4x2x0,25mm&#178;) for encod |  |  | WTGs | Each | 0 | 35127 |  |  | REpower USA |  | 0
REPWR-PRT-0857 | Yaw drive, MD/MM, 60Hz 575V, CCV |  |  | WTGs | Each | 0 | 35141 |  |  | REpower USA |  | 0
REPWR-PRT-0858 | PT-100 700-00368 |  |  | WTGs | Each | 0 | 35400 |  |  | REpower USA |  | 0
REPWR-PRT-0859 | Washer 16-ISO7093-tzn |  |  | WTGs | Each | 0 | 35412 |  |  | REpower USA |  | 0
REPWR-PRT-0860 | grease,friction bear,Stabyl EOS E2,180kg |  |  | WTGs | Each | 0 | 35432 |  |  | REpower USA |  | 0
REPWR-PRT-0861 | Cable 12m Windsensor/Topbox |  |  | WTGs | Each | 0 | 35438 |  |  | REpower USA |  | 0
REPWR-PRT-0862 | PT 3 |  |  | WTGs | Each | 0 | 35490 |  |  | REpower USA |  | 0
REPWR-PRT-0863 | PT 1X2+F |  |  | WTGs | Each | 0 | 35491 |  |  | REpower USA |  | 0
REPWR-PRT-0864 | JOVYATLAS PMS 1002-0-SEG KP-35330 |  |  | WTGs | Each | 0 | 35501 |  |  | REpower USA |  | 0
REPWR-PRT-0865 | Oil CastrolOptigearSYN.A320,for filling |  |  | WTGs | Each | 0 | 35589 |  |  | REpower USA |  | 0
REPWR-PRT-0866 | Holding rope, 1,5m, Ergogrip SK 12 ANSI |  |  | WTGs | Each | 0 | 35603 |  |  | REpower USA |  | 0
REPWR-PRT-0867 | Extension cable Thies |  |  | WTGs | Each | 0 | 35665 |  |  | REpower USA |  | 0
REPWR-PRT-0868 | Hydraulic cylinder SIOX - DW 40 |  |  | WTGs | Each | 0 | 35794 |  |  | REpower USA |  | 0
REPWR-PRT-0869 | Dioden-Modul DD 171N 1600V |  |  | WTGs | Each | 0 | 35877 |  |  | REpower USA |  | 0
REPWR-PRT-0870 | temperature sensor PT100, |  |  | WTGs | Each | 0 | 36403 |  |  | REpower USA |  | 0
REPWR-PRT-0871 | slotted pan head |  |  | WTGs | Each | 0 | 36463 |  |  | REpower USA |  | 0
REPWR-PRT-0872 | Flat head screw M 6x12 Torx TX30 DIN965 |  |  | WTGs | Each | 0 | 36464 |  |  | REpower USA |  | 0
REPWR-PRT-0873 | Test device for |  |  | WTGs | Each | 0 | 36467 |  |  | REpower USA |  | 0
REPWR-PRT-0874 | battery pack Moog MM82/92 6/8B 3XM 3way |  |  | WTGs | Each | 0 | 36470 |  |  | REpower USA |  | 0
REPWR-PRT-0875 | Semi-conductor fuse 690/700V 200A UL |  |  | WTGs | Each | 0 | 36508 |  |  | REpower USA |  | 0
REPWR-PRT-0876 | Semi |  |  | WTGs | Each | 0 | 36509 |  |  | REpower USA |  | 0
REPWR-PRT-0877 | SC, L/407, LDA7413-J-1W0,73-ETL |  |  | WTGs | Each | 0 | 36808 |  |  | REpower USA |  | 0
REPWR-PRT-0878 | SC, L/430, LDA7413-J-4W2,40-ETL+LD-FP |  |  | WTGs | Each | 0 | 36809 |  |  | REpower USA |  | 0
REPWR-PRT-0879 | SC, L/447, LDA7413-J-4W2,25-ETL+LD-FP |  |  | WTGs | Each | 0 | 36810 |  |  | REpower USA |  | 0
REPWR-PRT-0880 | SC, L/306, LDA3423-J-4W3,20-ETL+LD-FP |  |  | WTGs | Each | 0 | 36811 |  |  | REpower USA |  | 0
REPWR-PRT-0881 | SC, L/315, LDA3423-1W0,65-ETL |  |  | WTGs | Each | 0 | 36812 |  |  | REpower USA |  | 0
REPWR-PRT-0882 | SC, L/330, LDA3423-J-4W2,40-ETL+LD-FP |  |  | WTGs | Each | 0 | 36813 |  |  | REpower USA |  | 0
REPWR-PRT-0883 | SC, L/341, LDA3423-J-3W2,30-ETL+LD-FP |  |  | WTGs | Each | 0 | 36814 |  |  | REpower USA |  | 0
REPWR-PRT-0884 | SC, L/347, LDA3423-J-3W2,25-ETL+LD-FP |  |  | WTGs | Each | 0 | 36815 |  |  | REpower USA |  | 0
REPWR-PRT-0885 | locking for off-setting, 48539 |  |  | WTGs | Each | 0 | 36877 |  |  | REpower USA |  | 0
REPWR-PRT-0886 | Retrofit kit for particle indicator, Eic |  |  | WTGs | Each | 0 | 36880 |  |  | REpower USA |  | 0
REPWR-PRT-0887 | Handhold for hatch left LM45.3P |  |  | WTGs | Each | 0 | 36992 |  |  | REpower USA |  | 0
REPWR-PRT-0888 | E1,RayoProtc,400VAC,0040kA |  |  | WTGs | Each | 0 | 36995 |  |  | REpower USA |  | 0
REPWR-PRT-0889 | E1,LightProtc,350VDC,0040kA |  |  | WTGs | Each | 0 | 36996 |  |  | REpower USA |  | 0
REPWR-PRT-0890 | E1,Resist Pow,10 0hm, 400W |  |  | WTGs | Each | 0 | 36998 |  |  | REpower USA |  | 0
REPWR-PRT-0891 | B2,Contac AC,024VDC,400/5kW,003P |  |  | WTGs | Each | 0 | 37002 |  |  | REpower USA |  | 0
REPWR-PRT-0892 | B2,Lightl mod,024VDC,0010kA |  |  | WTGs | Each | 0 | 37005 |  |  | REpower USA |  | 0
REPWR-PRT-0893 | E1,Sensor,NTC 10k,Temp |  |  | WTGs | Each | 0 | 37006 |  |  | REpower USA |  | 0
REPWR-PRT-0894 | Handhold for hatch right LM45.3P |  |  | WTGs | Each | 0 | 37012 |  |  | REpower USA |  | 0
REPWR-PRT-0895 | claw coupling A28/38H7-20H7 Winergy |  |  | WTGs | Each | 0 | 37219 |  |  | REpower USA |  | 0
REPWR-PRT-0896 | Finder relay, 250V 8A, type 40.52.8.230 |  |  | WTGs | Each | 0 | 37231 |  |  | REpower USA |  | 0
REPWR-PRT-0897 | wire resistor BWD1000010L |  |  | WTGs | Each | 0 | 37243 |  |  | REpower USA |  | 0
REPWR-PRT-0898 | Varistor 3RT1916 1BD00,127-240AC,150-250 |  |  | WTGs | Each | 0 | 37293 |  |  | REpower USA |  | 0
REPWR-PRT-0899 | spring carrier, double- f. carbon brush |  |  | WTGs | Each | 0 | 37311 |  |  | REpower USA |  | 0
REPWR-PRT-0900 | Dehn 920300, BXT BAS, base module |  |  | WTGs | Each | 0 | 37313 |  |  | REpower USA |  | 0
REPWR-PRT-0901 | E2,Terminal |  |  | WTGs | Each | 0 | 37336 |  |  | REpower USA |  | 0
REPWR-PRT-0902 | E1,LightProtc,005VDC,02.5kA |  |  | WTGs | Each | 0 | 37337 |  |  | REpower USA |  | 0
REPWR-PRT-0903 | B3,LightProtc,005VDC,02.5kA |  |  | WTGs | Each | 0 | 37338 |  |  | REpower USA |  | 0
REPWR-PRT-0904 | Protect modul BXT ML4 BE 24 |  |  | WTGs | Each | 0 | 37339 |  |  | REpower USA |  | 0
REPWR-PRT-0905 | gear assembly clamping set |  |  | WTGs | Each | 0 | 37383 |  |  | REpower USA |  | 0
REPWR-PRT-0906 | connector |  |  | WTGs | Each | 0 | 37384 |  |  | REpower USA |  | 0
REPWR-PRT-0907 | generator-assembly-clamping set |  |  | WTGs | Each | 0 | 37385 |  |  | REpower USA |  | 0
REPWR-PRT-0908 | generator-clamping set |  |  | WTGs | Each | 0 | 37386 |  |  | REpower USA |  | 0
REPWR-PRT-0909 | stack of laminations |  |  | WTGs | Each | 0 | 37387 |  |  | REpower USA |  | 0
REPWR-PRT-0910 | Brake pad set for BSAB90-S-5xx |  |  | WTGs | Each | 0 | 37425 |  |  | REpower USA |  | 0
REPWR-PRT-0911 | Tube |  |  | WTGs | Each | 0 | 37469 |  |  | REpower USA |  | 0
REPWR-PRT-0912 | Retrofit-Kit heating Winergy generator |  |  | WTGs | Each | 0 | 37639 |  |  | REpower USA |  | 0
REPWR-PRT-0914 | SC, L/448, LDA7413-J-2W1,50+LD-FP |  |  | WTGs | Each | 0 | 37645 |  |  | REpower USA |  | 0
REPWR-PRT-0915 | SC, L/449, LDA7413-J-4W2,80-ETL+LD-FP |  |  | WTGs | Each | 0 | 37646 |  |  | REpower USA |  | 0
REPWR-PRT-0916 | SC, L/348, LDA3423-J-W0,65+LD-FP |  |  | WTGs | Each | 0 | 37649 |  |  | REpower USA |  | 0
REPWR-PRT-0917 | SC, L/351, LDA3423-J-2W0,90-ETL+LD-FP |  |  | WTGs | Each | 0 | 37731 |  |  | REpower USA |  | 0
REPWR-PRT-0918 | SC, L/450, LDA7413-2W1,40-ETL |  |  | WTGs | Each | 0 | 37732 |  |  | REpower USA |  | 0
REPWR-PRT-0919 | SC, L/451, LDA7413-J-3W2,00-ETL+LD-FP |  |  | WTGs | Each | 0 | 37733 |  |  | REpower USA |  | 0
REPWR-PRT-0920 | Capacitor, K3-74K00230 KP-29379 |  |  | WTGs | Each | 0 | 37809 |  |  | REpower USA |  | 0
REPWR-PRT-0921 | VALVE SVTSV-200-R1/4 -6+RETURN FITT.ASS |  |  | WTGs | Each | 0 | 37891 |  |  | REpower USA |  | 0
REPWR-PRT-0922 | SOCKET +FLAT PACKING IN BAG F.203,QLS |  |  | WTGs | Each | 0 | 37892 |  |  | REpower USA |  | 0
REPWR-PRT-0923 | PUMP ELEMENT K6 103/203,105/205 |  |  | WTGs | Each | 0 | 37893 |  |  | REpower USA |  | 0
REPWR-PRT-0924 | Topbox - reinforcement inside BACHMANN |  |  | WTGs | Each | 0 | 37897 |  |  | REpower USA |  | 0
REPWR-PRT-0925 | Reinforcing Topbox - flat steel |  |  | WTGs | Each | 0 | 37899 |  |  | REpower USA |  | 0
REPWR-PRT-0926 | O-Ring 177.47X2.62 |  |  | WTGs | Each | 0 | 37901 |  |  | REpower USA |  | 0
REPWR-PRT-0927 | Oilseal 120X150X12 BABSL NBR |  |  | WTGs | Each | 0 | 37902 |  |  | REpower USA |  | 0
REPWR-PRT-0928 | Oilseal 85X115X9/9.5 BABSL NBR |  |  | WTGs | Each | 0 | 37903 |  |  | REpower USA |  | 0
REPWR-PRT-0929 | O-Ring 240.97X2.62 |  |  | WTGs | Each | 0 | 37904 |  |  | REpower USA |  | 0
REPWR-PRT-0930 | O-Ring 202.87X2.62 |  |  | WTGs | Each | 0 | 37905 |  |  | REpower USA |  | 0
REPWR-PRT-0931 | O-Ring 145,72x2,62 3575 |  |  | WTGs | Each | 0 | 37906 |  |  | REpower USA |  | 0
REPWR-PRT-0932 | Oilseal 65X95X10 VC/NOK |  |  | WTGs | Each | 0 | 37907 |  |  | REpower USA |  | 0
REPWR-PRT-0933 | Oilseal 65X95X10 L NBR |  |  | WTGs | Each | 0 | 37908 |  |  | REpower USA |  | 0
REPWR-PRT-0934 | Reinforcing Topbox BACHMANN |  |  | WTGs | Each | 0 | 37909 |  |  | REpower USA |  | 0
REPWR-PRT-0935 | O-Ring 55.25X2.62 FPM |  |  | WTGs | Each | 0 | 37910 |  |  | REpower USA |  | 0
REPWR-PRT-0936 | O-Ring 177.47X2.62 NBR(-40&#176;C) |  |  | WTGs | Each | 0 | 37911 |  |  | REpower USA |  | 0
REPWR-PRT-0937 | Oilseal 85X115X9/9.5 BABSL NBR-40 |  |  | WTGs | Each | 0 | 37912 |  |  | REpower USA |  | 0
REPWR-PRT-0938 | O-Ring 240.97X2.62 NBR(-40&#176;C) |  |  | WTGs | Each | 0 | 37913 |  |  | REpower USA |  | 0
REPWR-PRT-0939 | O-Ring 202.87X2.62 NBR(-40&#176;C) |  |  | WTGs | Each | 0 | 37914 |  |  | REpower USA |  | 0
REPWR-PRT-0940 | O-Ring 145.72X2.62 NBR(-40&#176;C) |  |  | WTGs | Each | 0 | 37915 |  |  | REpower USA |  | 0
REPWR-PRT-0941 | Oilseal 65X95X10 VC/NOK NBR-40 |  |  | WTGs | Each | 0 | 37916 |  |  | REpower USA |  | 0
REPWR-PRT-0942 | Oilseal 65X95X10 L NBR(-40) |  |  | WTGs | Each | 0 | 37917 |  |  | REpower USA |  | 0
REPWR-PRT-0943 | Control pendant DSC |  |  | WTGs | Each | 0 | 37955 |  |  | REpower USA |  | 0
REPWR-PRT-0944 | Control cable with supporting tube |  |  | WTGs | Each | 0 | 37956 |  |  | REpower USA |  | 0
REPWR-PRT-0945 | Hook fittings set DC-Com 2 (DC-Wind 5) |  |  | WTGs | Each | 0 | 37957 |  |  | REpower USA |  | 0
REPWR-PRT-0946 | Chain 4,2 x 12,2 DC Wind 10 (250 kg) H10 |  |  | WTGs | Each | 0 | 37958 |  |  | REpower USA |  | 0
REPWR-PRT-0947 | Chain guide in steel execution DC-Wind ( |  |  | WTGs | Each | 0 | 37959 |  |  | REpower USA |  | 0
REPWR-PRT-0948 | Buffer DC-Wind 5 |  |  | WTGs | Each | 0 | 37960 |  |  | REpower USA |  | 0
REPWR-PRT-0949 | Hood hook fittings |  |  | WTGs | Each | 0 | 37961 |  |  | REpower USA |  | 0
REPWR-PRT-0950 | Tensioning element kit |  |  | WTGs | Each | 0 | 37962 |  |  | REpower USA |  | 0
REPWR-PRT-0953 | VA distance tube Topbox |  |  | WTGs | Each | 0 | 38241 |  |  | REpower USA |  | 0
REPWR-PRT-0954 | Station M1 basement box, NS208/09 |  |  | WTGs | Each | 0 | 38251 |  |  | REpower USA |  | 0
REPWR-PRT-0955 | Motor, Pitch, SSB, |  |  | WTGs | Each | 0 | 38255 |  |  | REpower USA |  | 0
REPWR-PRT-0956 | Relay, Power- 24V/DC 2 Change-Over cont. |  |  | WTGs | Each | 0 | 38267 |  |  | REpower USA |  | 0
REPWR-PRT-0957 | Air outlet hood D=870 |  |  | WTGs | Each | 0 | 38269 |  |  | REpower USA |  | 0
REPWR-PRT-0958 | Shrink disc rotor shaft MM92 |  |  | WTGs | Each | 0 | 38284 |  |  | REpower USA |  | 0
REPWR-PRT-0959 | CSC1-F12-BF |  |  | WTGs | Each | 0 | 38298 |  |  | REpower USA |  | 0
REPWR-PRT-0960 | CONVERTER-CSC3-ZS-F |  |  | WTGs | Each | 0 | 38300 |  |  | REpower USA |  | 0
REPWR-PRT-0961 | AUXILIARY EQUIPMENT-UCHIYA TEMPERATURE-C |  |  | WTGs | Each | 0 | 38316 |  |  | REpower USA |  | 0
REPWR-PRT-0962 | AUXILIARY EQUIPMENT-IMC-LIMITER, POWER S |  |  | WTGs | Each | 0 | 38317 |  |  | REpower USA |  | 0
REPWR-PRT-0963 | PROTECTION DEVICE-AC/DC CURRENT MONITOR, |  |  | WTGs | Each | 0 | 38321 |  |  | REpower USA |  | 0
REPWR-PRT-0964 | end shield DE |  |  | WTGs | Each | 0 | 38358 |  |  | REpower USA |  | 0
REPWR-PRT-0965 | end shield NDE |  |  | WTGs | Each | 0 | 38359 |  |  | REpower USA |  | 0
REPWR-PRT-0966 | bearing DE / bearing NDE |  |  | WTGs | Each | 0 | 38360 |  |  | REpower USA |  | 0
REPWR-PRT-0967 | felt packing ring DE |  |  | WTGs | Each | 0 | 38361 |  |  | REpower USA |  | 0
REPWR-PRT-0968 | old grease box |  |  | WTGs | Each | 0 | 38362 |  |  | REpower USA |  | 0
REPWR-PRT-0969 | air inlet-outlet housing for FV |  |  | WTGs | Each | 0 | 38364 |  |  | REpower USA |  | 0
REPWR-PRT-0970 | heating |  |  | WTGs | Each | 0 | 38368 |  |  | REpower USA |  | 0
REPWR-PRT-0971 | slipring |  |  | WTGs | Each | 0 | 38372 |  |  | REpower USA |  | 0
REPWR-PRT-0972 | spring carrier earthing brush |  |  | WTGs | Each | 0 | 38373 |  |  | REpower USA |  | 0
REPWR-PRT-0973 | brush holder stud DE |  |  | WTGs | Each | 0 | 38374 |  |  | REpower USA |  | 0
REPWR-PRT-0974 | filter pad |  |  | WTGs | Each | 0 | 38376 |  |  | REpower USA |  | 0
REPWR-PRT-0975 | digital tacho cover sheet |  |  | WTGs | Each | 0 | 38377 |  |  | REpower USA |  | 0
REPWR-PRT-0976 | Pressure transducer, HAWE, Type DT-2-2 |  |  | WTGs | Each | 0 | 38446 |  |  | REpower USA |  | 0
REPWR-PRT-0977 | Measurement pick-up, HAWE, SMK 20-G 1/4- |  |  | WTGs | Each | 0 | 38449 |  |  | REpower USA |  | 0
REPWR-PRT-0978 | Hand pump SHP 1, HAWE, Type 99 143 H 00 |  |  | WTGs | Each | 0 | 38451 |  |  | REpower USA |  | 0
REPWR-PRT-0979 | HP hose |  |  | WTGs | Each | 0 | 38453 |  |  | REpower USA |  | 0
REPWR-PRT-0980 | HP hose |  |  | WTGs | Each | 0 | 38454 |  |  | REpower USA |  | 0
REPWR-PRT-0981 | Pressure transducer |  |  | WTGs | Each | 0 | 38465 |  |  | REpower USA |  | 0
REPWR-PRT-0983 | Diaphragm accumulator D 0,075-250 |  |  | WTGs | Each | 0 | 38468 |  |  | REpower USA |  | 0
REPWR-PRT-0985 | Filter element HFC 3/8 F |  |  | WTGs | Each | 0 | 38470 |  |  | REpower USA |  | 0
REPWR-PRT-0986 | Intermediate plate |  |  | WTGs | Each | 0 | 38471 |  |  | REpower USA |  | 0
REPWR-PRT-0987 | CROSSFLOW FAN WITH COVER IP44 60Hz |  |  | WTGs | Each | 0 | 38472 |  |  | REpower USA |  | 0
REPWR-PRT-0988 | Fluid level gauge |  |  | WTGs | Each | 0 | 38473 |  |  | REpower USA |  | 0
REPWR-PRT-0989 | Breather filter DC-VG 1 |  |  | WTGs | Each | 0 | 38474 |  |  | REpower USA |  | -1
REPWR-PRT-0990 | Pressure gauge |  |  | WTGs | Each | 0 | 38475 |  |  | REpower USA |  | 0
REPWR-PRT-0991 | Anti slide pad, rubber, black |  |  | WTGs | Each | 0 | 38664 |  |  | REpower USA |  | 0
REPWR-PRT-0992 | POWER SUPPLY - CONTROLLED POWER SUPPLY 1 |  |  | WTGs | Each | 0 | 38672 |  |  | REpower USA |  | 0
REPWR-PRT-0993 | CAPACITOR - 3PH (D) - 33.3&#181;F - &#177;5% - 140 |  |  | WTGs | Each | 0 | 38681 |  |  | REpower USA |  | 0
REPWR-PRT-0994 | INSERT HOLDER - BUSSMANN-FUSE BASE, MAX. |  |  | WTGs | Each | 0 | 38686 |  |  | REpower USA |  | 0
REPWR-PRT-0995 | FUSE - FUSE HOLDER 35-60A 600V UL-LISTED |  |  | WTGs | Each | 0 | 38693 |  |  | REpower USA |  | 0
REPWR-PRT-0996 | HOUSING - POWER OUTLED RECEPTACLE 2P, 3W |  |  | WTGs | Each | 0 | 38699 |  |  | REpower USA |  | 0
REPWR-PRT-0997 | CAPACITOR - MKP-AC/DC CAPACITOR, ALU CAS |  |  | WTGs | Each | 0 | 38701 |  |  | REpower USA |  | 0
REPWR-PRT-0998 | Modul, Prozessor |  |  | WTGs | Each | 0 | 38708 |  |  | REpower USA |  | 0
REPWR-PRT-0999 | Carbon brush. 100mm Winergy #0411044 |  |  | WTGs | Each | 0 | 38737 |  |  | REpower USA |  | 0
REPWR-PRT-1000 | auxiliary relay_AC-DC24V/2 changer |  |  | WTGs | Each | 0 | 38743 |  |  | REpower USA |  | 0
REPWR-PRT-1001 | fine filter pad SK 3322 700 |  |  | WTGs | Each | 0 | 38751 |  |  | REpower USA |  | 0
REPWR-PRT-1002 | Mainswitch 160A_1NC/1NO_BG2 |  |  | WTGs | Each | 0 | 38752 |  |  | REpower USA |  | 0
REPWR-PRT-1003 | Heater with fan AC 220-240V / 100W |  |  | WTGs | Each | 0 | 38753 |  |  | REpower USA |  | 0
REPWR-PRT-1004 | PT100 0,5m with rail clamb |  |  | WTGs | Each | 0 | 38754 |  |  | REpower USA |  | 0
REPWR-PRT-1005 | Circuit breaker_B10A/DC440V_2pol_1NC/1NO |  |  | WTGs | Each | 0 | 38756 |  |  | REpower USA |  | 0
REPWR-PRT-1006 | Heater AC 220-240V / 250W Z0010 |  |  | WTGs | Each | 0 | 38757 |  |  | REpower USA |  | 0
REPWR-PRT-1007 | switch element 0NO/1NC |  |  | WTGs | Each | 0 | 38758 |  |  | REpower USA |  | 0
REPWR-PRT-1008 | switch element 1NO/1NC |  |  | WTGs | Each | 0 | 38759 |  |  | REpower USA |  | 0
REPWR-PRT-1009 | tag holder 50x30mm |  |  | WTGs | Each | 0 | 38760 |  |  | REpower USA |  | 0
REPWR-PRT-1010 | Controller GEL 8231 Moog |  |  | WTGs | Each | 0 | 38761 |  |  | REpower USA |  | 0
REPWR-PRT-1011 | Ethernet switch, 5 TP RJ45 ports |  |  | WTGs | Each | 0 | 38762 |  |  | REpower USA |  | 0
REPWR-PRT-1012 | excess voltage suppressor for CAT6 patch |  |  | WTGs | Each | 0 | 38763 |  |  | REpower USA |  | 0
REPWR-PRT-1013 | Watchdog-time relay AC20...264V/DC20,4.. |  |  | WTGs | Each | 0 | 38764 |  |  | REpower USA |  | 0
REPWR-PRT-1014 | cable for absolute encoder redundant +1B |  |  | WTGs | Each | 0 | 38765 |  |  | REpower USA |  | 0
REPWR-PRT-1015 | cable for absolute encoder redundant +2B |  |  | WTGs | Each | 0 | 38766 |  |  | REpower USA |  | 0
REPWR-PRT-1016 | cable for absolute encoder redundant +3B |  |  | WTGs | Each | 0 | 38767 |  |  | REpower USA |  | 0
REPWR-PRT-1017 | Flat resistor 3? / 200W |  |  | WTGs | Each | 0 | 38769 |  |  | REpower USA |  | 0
REPWR-PRT-1018 | wire-wound resistor 3? / 100W |  |  | WTGs | Each | 0 | 38770 |  |  | REpower USA |  | 0
REPWR-PRT-1019 | guard temperature limiter |  |  | WTGs | Each | 0 | 38771 |  |  | REpower USA |  | 0
REPWR-PRT-1020 | diode clamp, STTB 2,5-DIO/U-O |  |  | WTGs | Each | 0 | 38772 |  |  | REpower USA |  | 0
REPWR-PRT-1021 | Contactor_DC_DC250V/32A_2NC/2NO |  |  | WTGs | Each | 0 | 38773 |  |  | REpower USA |  | 0
REPWR-PRT-1022 | Contactor_AC_DC250V/7A_0NC/1NO |  |  | WTGs | Each | 0 | 38774 |  |  | REpower USA |  | 0
REPWR-PRT-1023 | Contactor_3RT1526-BG02 |  |  | WTGs | Each | 0 | 38775 |  |  | REpower USA |  | 0
REPWR-PRT-1024 | Contactor_AC_AC230V/25A_1NC/1NO_50/60Hz |  |  | WTGs | Each | 0 | 38776 |  |  | REpower USA |  | 0
REPWR-PRT-1025 | cable for absolute encoder +1BVU |  |  | WTGs | Each | 0 | 38777 |  |  | REpower USA |  | 0
REPWR-PRT-1026 | cable for absolute encoder +1BVU |  |  | WTGs | Each | 0 | 38778 |  |  | REpower USA |  | 0
REPWR-PRT-1027 | cable for absolute encoder +1BVU |  |  | WTGs | Each | 0 | 38779 |  |  | REpower USA |  | 0
REPWR-PRT-1028 | cable assembly M1 Z0030 |  |  | WTGs | Each | 0 | 38780 |  |  | REpower USA |  | 0
REPWR-PRT-1029 | cable assembly M2 Z0030 |  |  | WTGs | Each | 0 | 38781 |  |  | REpower USA |  | 0
REPWR-PRT-1030 | cable assembly M3 Z0030 |  |  | WTGs | Each | 0 | 38782 |  |  | REpower USA |  | 0
REPWR-PRT-1031 | cable assembly GA Z0030 |  |  | WTGs | Each | 0 | 38783 |  |  | REpower USA |  | 0
REPWR-PRT-1032 | cable assembly U1 Z0030 |  |  | WTGs | Each | 0 | 38784 |  |  | REpower USA |  | 0
REPWR-PRT-1033 | Lamp socket combination Z0010 |  |  | WTGs | Each | 0 | 38785 |  |  | REpower USA |  | 0
REPWR-PRT-1034 | cable assembly XA Z0030 |  |  | WTGs | Each | 0 | 38786 |  |  | REpower USA |  | 0
REPWR-PRT-1035 | Lamp combination Z0010 |  |  | WTGs | Each | 0 | 38787 |  |  | REpower USA |  | 0
REPWR-PRT-1036 | cable assembly XB Z0030 |  |  | WTGs | Each | 0 | 38788 |  |  | REpower USA |  | 0
REPWR-PRT-1037 | cable assembly A1 Z0030 |  |  | WTGs | Each | 0 | 38789 |  |  | REpower USA |  | 0
REPWR-PRT-1038 | cable assembly C1 Z0030 |  |  | WTGs | Each | 0 | 38790 |  |  | REpower USA |  | 0
REPWR-PRT-1039 | cable assembly G1 Z0030 |  |  | WTGs | Each | 0 | 38791 |  |  | REpower USA |  | 0
REPWR-PRT-1040 | cable assembly HI1 Z0030 |  |  | WTGs | Each | 0 | 38792 |  |  | REpower USA |  | 0
REPWR-PRT-1041 | cable assembly L1 Z0030 |  |  | WTGs | Each | 0 | 38793 |  |  | REpower USA |  | 0
REPWR-PRT-1042 | cable assembly A2 Z0030 |  |  | WTGs | Each | 0 | 38794 |  |  | REpower USA |  | 0
REPWR-PRT-1043 | cable assembly C2 Z0030 |  |  | WTGs | Each | 0 | 38795 |  |  | REpower USA |  | 0
REPWR-PRT-1044 | cable assembly G2 Z0030 |  |  | WTGs | Each | 0 | 38796 |  |  | REpower USA |  | 0
REPWR-PRT-1045 | cable assembly HI2 Z0030 |  |  | WTGs | Each | 0 | 38797 |  |  | REpower USA |  | 0
REPWR-PRT-1046 | cable assembly L2 Z0030 |  |  | WTGs | Each | 0 | 38798 |  |  | REpower USA |  | 0
REPWR-PRT-1047 | cable assembly A3 Z0030 |  |  | WTGs | Each | 0 | 38799 |  |  | REpower USA |  | 0
REPWR-PRT-1048 | cable assembly C3 Z0030 |  |  | WTGs | Each | 0 | 38800 |  |  | REpower USA |  | 0
REPWR-PRT-1049 | cable assembly G3 Z0030 |  |  | WTGs | Each | 0 | 38801 |  |  | REpower USA |  | 0
REPWR-PRT-1050 | cable assembly HI3 Z0030 |  |  | WTGs | Each | 0 | 38802 |  |  | REpower USA |  | 0
REPWR-PRT-1051 | cable assembly L3 Z0030 |  |  | WTGs | Each | 0 | 38803 |  |  | REpower USA |  | 0
REPWR-PRT-1052 | Retrofit generator heating |  |  | WTGs | Each | 0 | 38899 |  |  | REpower USA |  | 0
REPWR-PRT-1053 | Brush holder w. switch GH 908 R1 |  |  | WTGs | Each | 0 | 38982 |  |  | REpower USA |  | 0
REPWR-PRT-1054 | Sensor, oscillation |  |  | WTGs | Each | 0 | 39002 |  |  | REpower USA |  | 0
REPWR-PRT-1055 | Thermostat Cooling Topbox SSB F3 S1 / S2 |  |  | WTGs | Each | 0 | 39020 |  |  | REpower USA |  | 0
REPWR-PRT-1056 | Board generator sided, clutch 2MW C06-0 |  |  | WTGs | Each | 0 | 39077 |  |  | REpower USA |  | 0
REPWR-PRT-1057 | Board gear sided, coupling 2MW C06-0410- |  |  | WTGs | Each | 0 | 39078 |  |  | REpower USA |  | 0
REPWR-PRT-1058 | Slipping spacer, coupling 2MW C06-0410- |  |  | WTGs | Each | 0 | 39079 |  |  | REpower USA |  | 0
REPWR-PRT-1059 | Plate pack f. ARC06-0410- , 2MW C06-041 |  |  | WTGs | Each | 0 | 39080 |  |  | REpower USA |  | 0
REPWR-PRT-1060 | battery charger 288VDC |  |  | WTGs | Each | 0 | 39204 |  |  | REpower USA |  | 0
REPWR-PRT-1061 | 1 pole automatic circuit breaker B6A |  |  | WTGs | Each | 0 | 39220 |  |  | REpower USA |  | 0
REPWR-PRT-1062 | 1 pole automatic circuit breaker C4A |  |  | WTGs | Each | 0 | 39221 |  |  | REpower USA |  | 0
REPWR-PRT-1063 | automatic circuit breaker |  |  | WTGs | Each | 0 | 39222 |  |  | REpower USA |  | 0
REPWR-PRT-1064 | automatic circuit breaker |  |  | WTGs | Each | 0 | 39226 |  |  | REpower USA |  | 0
REPWR-PRT-1065 | automatic circuit breaker |  |  | WTGs | Each | 0 | 39228 |  |  | REpower USA |  | 0
REPWR-PRT-1076 | automatic circuit breaker |  |  | WTGs | Each | 0 | 39253 |  |  | REpower USA |  | 0
REPWR-PRT-1141 | automatic circuit breaker |  |  | WTGs | Each | 0 | 40486 |  |  | REpower USA |  | 0
REPWR-PRT-1142 | automatic circuit breaker |  |  | WTGs | Each | 0 | 40487 |  |  | REpower USA |  | 0
REPWR-PRT-1156 | automatic circuit breaker |  |  | WTGs | Each | 0 | 40503 |  |  | REpower USA |  | 0
REPWR-PRT-1135 | automatic circuit breaker |  |  | WTGs | Each | 0 | 40480 |  |  | REpower USA |  | 0
REPWR-PRT-1136 | automatic circuit breaker |  |  | WTGs | Each | 0 | 40481 |  |  | REpower USA |  | 0
REPWR-PRT-1066 | Spring-type disconnect |  |  | WTGs | Each | 0 | 39232 |  |  | REpower USA |  | 0
REPWR-PRT-1067 | PE connecting terminal |  |  | WTGs | Each | 0 | 39233 |  |  | REpower USA |  | 0
REPWR-PRT-1068 | Spring-type terminal |  |  | WTGs | Each | 0 | 39234 |  |  | REpower USA |  | 0
REPWR-PRT-1069 | end plate + intermediate plate |  |  | WTGs | Each | 0 | 39235 |  |  | REpower USA |  | 0
REPWR-PRT-1081 | end plate + intermediate plate |  |  | WTGs | Each | 0 | 39258 |  |  | REpower USA |  | 0
REPWR-PRT-1070 | grounding conductor terminal |  |  | WTGs | Each | 0 | 39236 |  |  | REpower USA |  | 0
REPWR-PRT-1071 | Cross-connector, modular term. |  |  | WTGs | Each | 0 | 39237 |  |  | REpower USA |  | 0
REPWR-PRT-1072 | TS-Depth stay |  |  | WTGs | Each | 0 | 39241 |  |  | REpower USA |  | 0
REPWR-PRT-1073 | MCR-S-10-50-UI-DCI, SSB |  |  | WTGs | Each | 0 | 39244 |  |  | REpower USA |  | 0
REPWR-PRT-1074 | Screen connecting terminal/cla |  |  | WTGs | Each | 0 | 39245 |  |  | REpower USA |  | 0
REPWR-PRT-1075 | Retaining clip shild |  |  | WTGs | Each | 0 | 39246 |  |  | REpower USA |  | 0
REPWR-PRT-1078 | Retaining clip shild |  |  | WTGs | Each | 0 | 39255 |  |  | REpower USA |  | 0
REPWR-PRT-1077 | GFCI 25A/30mA |  |  | WTGs | Each | 0 | 39254 |  |  | REpower USA |  | 0
REPWR-PRT-1079 | spring-type terminal, dark- |  |  | WTGs | Each | 0 | 39256 |  |  | REpower USA |  | 0
REPWR-PRT-1080 | spring-type terminal, green/ |  |  | WTGs | Each | 0 | 39257 |  |  | REpower USA |  | 0
REPWR-PRT-1082 | Railswitch MS20 |  |  | WTGs | Each | 0 | 39274 |  |  | REpower USA |  | 0
REPWR-PRT-1083 | Multifunktionsrelay MFR 300 |  |  | WTGs | Each | 0 | 39275 |  |  | REpower USA |  | 0
REPWR-PRT-1084 | filter pad G3 G3 HS-15/150 x 11mm |  |  | WTGs | Each | 0 | 39292 |  |  | REpower USA |  | 0
REPWR-PRT-1085 | Thermometer, Resistance-, in metal case |  |  | WTGs | Each | 0 | 39438 |  |  | REpower USA |  | 0
REPWR-PRT-1086 | Gearbox, Eickhoff EBN1378, MM92 60Hz CCV |  |  | WTGs | Each | 0 | 39449 |  |  | REpower USA |  | 0
REPWR-PRT-1087 | remote-control f. rotor lock MD/MM 50hz |  |  | WTGs | Each | 0 | 39465 |  |  | REpower USA |  | 0
REPWR-PRT-1088 | elastomer bearing, gear box, MM82/92 |  |  | WTGs | Each | 0 | 39485 |  |  | REpower USA |  | 0
REPWR-PRT-1089 | chain bag, textile, STAR 5/116S complet |  |  | WTGs | Each | 0 | 39658 |  |  | REpower USA |  | 0
REPWR-PRT-1090 | closing chrome plug BL-M incl. o-ring |  |  | WTGs | Each | 0 | 39667 |  |  | REpower USA |  | 0
REPWR-PRT-1091 | locknut SM-M 63x1,5 |  |  | WTGs | Each | 0 | 39669 |  |  | REpower USA |  | 0
REPWR-PRT-1092 | Transformer 400/320V |  |  | WTGs | Each | 0 | 39750 |  |  | REpower USA |  | 0
REPWR-PRT-1093 | BAG W.FILL.CONN.90DEG. 203-2FL,4,8L |  |  | WTGs | Each | 0 | 39823 |  |  | REpower USA |  | 0
REPWR-PRT-1094 | Holder for lamp |  |  | WTGs | Each | 0 | 39988 |  |  | REpower USA |  | 0
REPWR-PRT-1095 | Lamp protection, complete |  |  | WTGs | Each | 0 | 39989 |  |  | REpower USA |  | 0
REPWR-PRT-1096 | Fluorescent lamp, oil, complete |  |  | WTGs | Each | 0 | 39991 |  |  | REpower USA |  | 0
REPWR-PRT-1097 | Fluorescent lamp, ladder, complete |  |  | WTGs | Each | 0 | 39993 |  |  | REpower USA |  | 0
REPWR-PRT-1098 | under-carriage for liftket |  |  | WTGs | Each | 0 | 39997 |  |  | REpower USA |  | 0
REPWR-PRT-1099 | rectifier for liftket |  |  | WTGs | Each | 0 | 39998 |  |  | REpower USA |  | 0
REPWR-PRT-1101 | limit switch set DemagDCWind5-250 |  |  | WTGs | Each | 0 | 40082 |  |  | REpower USA |  | 0
REPWR-PRT-1102 | contactor 3RH1921-1CA01 |  |  | WTGs | Each | 0 | 40339 |  |  | REpower USA |  | 0
REPWR-PRT-1103 | DC reactor 2mH |  |  | WTGs | Each | 0 | 40448 |  |  | REpower USA |  | 0
REPWR-PRT-1104 | Diode 3A, 1300V |  |  | WTGs | Each | 0 | 40449 |  |  | REpower USA |  | 0
REPWR-PRT-1105 | MDD 26 |  |  | WTGs | Each | 0 | 40450 |  |  | REpower USA |  | 0
REPWR-PRT-1106 | Varistor |  |  | WTGs | Each | 0 | 40451 |  |  | REpower USA |  | 0
REPWR-PRT-1122 | Varistor |  |  | WTGs | Each | 0 | 40467 |  |  | REpower USA |  | 0
REPWR-PRT-1107 | current transformer DHR |  |  | WTGs | Each | 0 | 40452 |  |  | REpower USA |  | 0
REPWR-PRT-1108 | current transformer DK |  |  | WTGs | Each | 0 | 40453 |  |  | REpower USA |  | 0
REPWR-PRT-1109 | radio interference filter |  |  | WTGs | Each | 0 | 40454 |  |  | REpower USA |  | -2
REPWR-PRT-1110 | Modular terminal block |  |  | WTGs | Each | 0 | 40455 |  |  | REpower USA |  | 0
REPWR-PRT-1111 | Coupling relay 24V |  |  | WTGs | Each | 0 | 40456 |  |  | REpower USA |  | 0
REPWR-PRT-1112 | Coupling relay 24V |  |  | WTGs | Each | 0 | 40457 |  |  | REpower USA |  | 0
REPWR-PRT-1113 | Relay Tele |  |  | WTGs | Each | 0 | 40458 |  |  | REpower USA |  | 0
REPWR-PRT-1114 | Auxiliary contact, |  |  | WTGs | Each | 0 | 40459 |  |  | REpower USA |  | 0
REPWR-PRT-1115 | Contactor ABB A50 |  |  | WTGs | Each | 0 | 40460 |  |  | REpower USA |  | 0
REPWR-PRT-1116 | RC |  |  | WTGs | Each | 0 | 40461 |  |  | REpower USA |  | 0
REPWR-PRT-1118 | RC |  |  | WTGs | Each | 0 | 40463 |  |  | REpower USA |  | 0
REPWR-PRT-1117 | Contactor,230V50Hz ABB,A9 |  |  | WTGs | Each | 0 | 40462 |  |  | REpower USA |  | 0
REPWR-PRT-1119 | Auxiliary contact,ABB |  |  | WTGs | Each | 0 | 40464 |  |  | REpower USA |  | 0
REPWR-PRT-1120 | Contactor, ABB, |  |  | WTGs | Each | 0 | 40465 |  |  | REpower USA |  | 0
REPWR-PRT-1121 | Contactor ABB |  |  | WTGs | Each | 0 | 40466 |  |  | REpower USA |  | 0
REPWR-PRT-1128 | Contactor ABB |  |  | WTGs | Each | 0 | 40473 |  |  | REpower USA |  | 0
REPWR-PRT-1123 | Auxiliary contact 1NO |  |  | WTGs | Each | 0 | 40468 |  |  | REpower USA |  | 0
REPWR-PRT-1124 | Auxiliary contactor,17 |  |  | WTGs | Each | 0 | 40469 |  |  | REpower USA |  | 0
REPWR-PRT-1125 | Auxiliary switch, ABB |  |  | WTGs | Each | 0 | 40470 |  |  | REpower USA |  | 0
REPWR-PRT-1126 | Contactor ABB A |  |  | WTGs | Each | 0 | 40471 |  |  | REpower USA |  | 0
REPWR-PRT-1127 | Contactor ABB A9 |  |  | WTGs | Each | 0 | 40472 |  |  | REpower USA |  | 0
REPWR-PRT-1129 | Contactor ABB TAL16 |  |  | WTGs | Each | 0 | 40474 |  |  | REpower USA |  | 0
REPWR-PRT-1130 | Auxiliary contact, 1NO,CA |  |  | WTGs | Each | 0 | 40475 |  |  | REpower USA |  | 0
REPWR-PRT-1131 | Contactor ABB TAL9 |  |  | WTGs | Each | 0 | 40476 |  |  | REpower USA |  | 0
REPWR-PRT-1132 | Contactor ABB TAL9 |  |  | WTGs | Each | 0 | 40477 |  |  | REpower USA |  | 0
REPWR-PRT-1133 | Auxiliary contact NL22E |  |  | WTGs | Each | 0 | 40478 |  |  | REpower USA |  | 0
REPWR-PRT-1134 | switch disconnector ABB |  |  | WTGs | Each | 0 | 40479 |  |  | REpower USA |  | 0
REPWR-PRT-1138 | automatic fuse 2pol |  |  | WTGs | Each | 0 | 40483 |  |  | REpower USA |  | 0
REPWR-PRT-1139 | automatic fuse 2pol |  |  | WTGs | Each | 0 | 40484 |  |  | REpower USA |  | 0
REPWR-PRT-1143 | Basic clamp for |  |  | WTGs | Each | 0 | 40488 |  |  | REpower USA |  | 0
REPWR-PRT-1144 | Component plug with |  |  | WTGs | Each | 0 | 40489 |  |  | REpower USA |  | 0
REPWR-PRT-1145 | heating with fan |  |  | WTGs | Each | 0 | 40490 |  |  | REpower USA |  | 0
REPWR-PRT-1146 | battery charger sensor |  |  | WTGs | Each | 0 | 40491 |  |  | REpower USA |  | 0
REPWR-PRT-1147 | PT100 f. ABB |  |  | WTGs | Each | 0 | 40492 |  |  | REpower USA |  | 0
REPWR-PRT-1148 | DCtrans |  |  | WTGs | Each | 0 | 40493 |  |  | REpower USA |  | -2
REPWR-PRT-1149 | Brake buffering BPS 290 SSB |  |  | WTGs | Each | 0 | 40494 |  |  | REpower USA |  | 0
REPWR-PRT-1150 | Data |  |  | WTGs | Each | 0 | 40496 |  |  | REpower USA |  | 0
REPWR-PRT-1151 | multi |  |  | WTGs | Each | 0 | 40497 |  |  | REpower USA |  | 0
REPWR-PRT-1152 | PLC |  |  | WTGs | Each | 0 | 40498 |  |  | REpower USA |  | 0
GAMSA-PRT-0133 | PLC | Gamesa Wind US LLC |  |  |  | 3178.1 | GP004975 |  |  | Gamesa | 3M | 0
REPWR-PRT-1153 | Monitoring relay G2UM300VL20 |  |  | WTGs | Each | 0 | 40499 |  |  | REpower USA |  | 0
REPWR-PRT-1154 | Monitoring relay G2UM500VL10 |  |  | WTGs | Each | 0 | 40500 |  |  | REpower USA |  | 0
REPWR-PRT-1155 | circuit breaker 3pol |  |  | WTGs | Each | 0 | 40502 |  |  | REpower USA |  | 0
REPWR-PRT-1157 | Temperature control relay |  |  | WTGs | Each | 0 | 40504 |  |  | REpower USA |  | 0
REPWR-PRT-1158 | overvoltage protection TT |  |  | WTGs | Each | 0 | 40505 |  |  | REpower USA |  | 0
REPWR-PRT-1159 | Watchdog timing relay |  |  | WTGs | Each | 0 | 40506 |  |  | REpower USA |  | 0
REPWR-PRT-1160 | change over switch |  |  | WTGs | Each | 0 | 40507 |  |  | REpower USA |  | 0
REPWR-PRT-1161 | DC reactor 6mH/24A SSB MM92 |  |  | WTGs | Each | 0 | 40508 |  |  | REpower USA |  | 0
REPWR-PRT-1162 | current transformer MCR |  |  | WTGs | Each | 0 | 40509 |  |  | REpower USA |  | 0
REPWR-PRT-1163 | lamp 11W MM92 |  |  | WTGs | Each | 0 | 40510 |  |  | REpower USA |  | 0
REPWR-PRT-1164 | Limit switch 91&#176; |  |  | WTGs | Each | 0 | 40512 |  |  | REpower USA |  | 0
REPWR-PRT-1165 | set of labeling tower, FR, MM |  |  | WTGs | Each | 0 | 40632 |  |  | REpower USA |  | 0
REPWR-PRT-1166 | Thermometer G1/2-0100-PT100-W-GN9 |  |  | WTGs | Each | 0 | 41068 |  |  | REpower USA |  | 0
REPWR-PRT-1167 | Manometer 10bar CPNHZ-224, distributor |  |  | WTGs | Each | 0 | 41069 |  |  | REpower USA |  | 0
REPWR-PRT-1168 | Pressure Gauge CPNHZ-224, distributor |  |  | WTGs | Each | 0 | 41070 |  |  | REpower USA |  | 0
REPWR-PRT-1169 | Seal CPNHZ-224, inspection hole |  |  | WTGs | Each | 0 | 41071 |  |  | REpower USA |  | 0
REPWR-PRT-1170 | ThermometerPT-100 W-GN9 L=50mm,CPNHZ-224 |  |  | WTGs | Each | 0 | 41072 |  |  | REpower USA |  | 0
REPWR-PRT-1171 | Oil level indicator 220, CPNHZ-224 |  |  | WTGs | Each | 0 | 41073 |  |  | REpower USA |  | 0
REPWR-PRT-1172 | Oil cooler 575V 60Hz, CPNHZ-224 |  |  | WTGs | Each | 0 | 41074 |  |  | REpower USA |  | 0
REPWR-PRT-1173 | Pump unit R35/50 60 Hz, CPNHZ-224 |  |  | WTGs | Each | 0 | 41075 |  |  | REpower USA |  | 0
REPWR-PRT-1174 | Heating cartridge 60Hz, CPNHZ-224 |  |  | WTGs | Each | 0 | 41076 |  |  | REpower USA |  | 0
REPWR-PRT-1176 | SHH bolt, M24x 50-ISO4017-8.8-tZn |  |  | WTGs | Each | 0 | 41148 |  |  | REpower USA |  | 0
REPWR-PRT-1177 | Nut M30 ISO4035 |  |  | WTGs | Each | 0 | 41165 |  |  | REpower USA |  | 0
REPWR-PRT-1178 | Brake Pad set D3731, MD/MM |  |  | WTGs | Each | 0 | 41167 |  |  | REpower USA |  | 0
REPWR-PRT-1179 | Cooler, gearbox MW, Nissens, 60Hz CCV |  |  | WTGs | Each | 0 | 41460 |  |  | REpower USA |  | 0
REPWR-PRT-1180 | Oil-seal-screw Hydraulic-unit HAWE |  |  | WTGs | Each | 0 | 41631 |  |  | REpower USA |  | 0
REPWR-PRT-1181 | Pitch, basis, Moog, MM92 CCV |  |  | WTGs | Each | 0 | 41650 |  |  | REpower USA |  | 0
REPWR-PRT-1183 | Cable set rotor cable, MM 60Hz CA |  |  | WTGs | Each | 0 | 42188 |  |  | REpower USA |  | 0
REPWR-PRT-1184 | Cable set stator cable, MM 60Hz CA |  |  | WTGs | Each | 0 | 42189 |  |  | REpower USA |  | 0
REPWR-PRT-1185 | Cable set converter, MM 60Hz CA |  |  | WTGs | Each | 0 | 42192 |  |  | REpower USA |  | 0
REPWR-PRT-1186 | Cable set, Conv.-Control cables, MM60Hz |  |  | WTGs | Each | 0 | 42270 |  |  | REpower USA |  | 0
REPWR-PRT-1187 | Topbox, REguard B, MM 60Hz CCV |  |  | WTGs | Each | 0 | 42305 |  |  | REpower USA |  | 0
REPWR-PRT-1188 | Basement box, REguard B, MM 60Hz CCV |  |  | WTGs | Each | 0 | 42307 |  |  | REpower USA |  | 0
REPWR-PRT-1189 | Angle plug for indicator M12, 5pol., 5m |  |  | WTGs | Each | 0 | 42542 |  |  | REpower USA |  | 0
REPWR-PRT-1190 | Contact element, NC |  |  | WTGs | Each | 0 | 42576 |  |  | REpower USA |  | 0
REPWR-PRT-1191 | panel mounting adapter |  |  | WTGs | Each | 0 | 42578 |  |  | REpower USA |  | 0
REPWR-PRT-1192 | Coolant, Antifrogen N 44% |  |  | WTGs | Each | 0 | 42629 |  |  | REpower USA |  | 0
REPWR-PRT-1193 | ABC-fire extinguisher 4.5kg, CA |  |  | WTGs | Each | 0 | 42724 |  |  | REpower USA |  | 0
REPWR-PRT-1194 | CO2-fire extinguisher, 4.5kg, CA |  |  | WTGs | Each | 0 | 42725 |  |  | REpower USA |  | 0
REPWR-PRT-1195 | First aid box, complete, CA |  |  | WTGs | Each | 0 | 42726 |  |  | REpower USA |  | 0
REPWR-PRT-1196 | CCV-option-kit, Winergy, MM 60Hz |  |  | WTGs | Each | 0 | 42746 |  |  | REpower USA |  | 0
REPWR-PRT-1197 | grooved pin 5,0x14 |  |  | WTGs | Each | 0 | 42937 |  |  | REpower USA |  | 0
REPWR-PRT-1198 | Rubber stripes 70x10mm, 5m-roll |  |  | WTGs | Each | 0 | 43464 |  |  | REpower USA |  | 0
REPWR-PRT-1199 | PT100 with cable, |  |  | WTGs | Each | 0 | 43653 |  |  | REpower USA |  | -1
REPWR-PRT-1200 | Filter fan (active)&#160;Rittal SK3322.107 |  |  | WTGs | Each | 0 | 43745 |  |  | REpower USA |  | 0
REPWR-PRT-1201 | 3-ph Stainless steel resisitor, 1.03 OHM |  |  | WTGs | Each | 0 | 44012 |  |  | REpower USA |  | 0
REPWR-PRT-1202 | Stainless steel resistor DC, IP00, R=4x |  |  | WTGs | Each | 0 | 44035 |  |  | REpower USA |  | 0
REPWR-PRT-1203 | Double-Radial fan with installation hous |  |  | WTGs | Each | 0 | 44059 |  |  | REpower USA |  | 0
REPWR-PRT-1204 | Fuse holders, open type, for high volt. |  |  | WTGs | Each | 0 | 44066 |  |  | REpower USA |  | 0
REPWR-PRT-1205 | Switchboard temperature-controller, 1 op |  |  | WTGs | Each | 0 | 44072 |  |  | REpower USA |  | 0
REPWR-PRT-1206 | Air choke,1-phase, 40uH, with RC circuit |  |  | WTGs | Each | 0 | 44075 |  |  | REpower USA |  | 0
REPWR-PRT-1207 | Discharge resistor 940k, 4W, 1400V,(2x47 |  |  | WTGs | Each | 0 | 44090 |  |  | REpower USA |  | 0
REPWR-PRT-1208 | Thyristor-powerblock, du/dt=1600V/us |  |  | WTGs | Each | 0 | 44232 |  |  | REpower USA |  | 0
REPWR-PRT-1209 | Controller GEL 8251 Moog |  |  | WTGs | Each | 0 | 44308 |  |  | REpower USA |  | 0
REPWR-PRT-1210 | Inspection label for stored batteries |  |  | WTGs | Each | 0 | 44832 |  |  | REpower USA |  | 0
REPWR-PRT-1211 | Inspection label goods |  |  | WTGs | Each | 0 | 44833 |  |  | REpower USA |  | 0
REPWR-PRT-1212 | SC, L/703, LDA4413-3,2-ETL |  |  | WTGs | Each | 0 | 44896 |  |  | REpower USA |  | 0
REPWR-PRT-1213 | SC, L/704, LDA4413-V-3, 2-ETL |  |  | WTGs | Each | 0 | 44897 |  |  | REpower USA |  | 0
REPWR-PRT-1214 | SC, L/705, LDA4413-3,2-ETL+LD-FP |  |  | WTGs | Each | 0 | 44898 |  |  | REpower USA |  | 0
REPWR-PRT-1215 | SC, L/709, LDA4413-D-HH-LD-WKA-ETL |  |  | WTGs | Each | 0 | 44899 |  |  | REpower USA |  | 0
REPWR-PRT-1216 | SC, L/712, LDA4413-KE1-M-WKA-ETL |  |  | WTGs | Each | 0 | 44900 |  |  | REpower USA |  | 0
REPWR-PRT-1217 | SC, L/713, LDA4413-KE2-M-WKA-ETL |  |  | WTGs | Each | 0 | 44901 |  |  | REpower USA |  | 0
REPWR-PRT-1218 | SC, L/714, LD-VEG2-ETL |  |  | WTGs | Each | 0 | 44902 |  |  | REpower USA |  | 0
REPWR-PRT-1219 | SC, L/727, LDA4413-J-4W3,02-ETL+LD-FP |  |  | WTGs | Each | 0 | 44903 |  |  | REpower USA |  | 0
REPWR-PRT-1220 | SC, L/729, LDA4413-J-4W2,80-ETL+LD-FP |  |  | WTGs | Each | 0 | 44904 |  |  | REpower USA |  | 0
REPWR-PRT-1221 | SC, L/752, LDA4413-J-VE-3W1,70-ETL+LD-FP |  |  | WTGs | Each | 0 | 44905 |  |  | REpower USA |  | 0
REPWR-PRT-1222 | SC, L/753, LDA4413-VE-3,2-ETL |  |  | WTGs | Each | 0 | 44906 |  |  | REpower USA |  | 0
REPWR-PRT-1223 | SC, L/803, LDA8413-3,2-ETL |  |  | WTGs | Each | 0 | 44907 |  |  | REpower USA |  | 0
REPWR-PRT-1224 | SC, L/804, LDA8413-V-3, 2-ETL |  |  | WTGs | Each | 0 | 44908 |  |  | REpower USA |  | 0
REPWR-PRT-1225 | SC, L/805, LDA8413-3,2-ETL+LD-FP |  |  | WTGs | Each | 0 | 44909 |  |  | REpower USA |  | 0
REPWR-PRT-1226 | SC, L/809, LDA8413-D-HH-LD-WKA-ETL |  |  | WTGs | Each | 0 | 44911 |  |  | REpower USA |  | 0
REPWR-PRT-1227 | SC, L/812, LDA8413-KE1-M-WKA-ETL |  |  | WTGs | Each | 0 | 44912 |  |  | REpower USA |  | 0
REPWR-PRT-1228 | SC, L/813, LDA8413-KE2-M-WKA-ETL |  |  | WTGs | Each | 0 | 44913 |  |  | REpower USA |  | 0
REPWR-PRT-1229 | SC, L/814, LD-VEG2-ETL |  |  | WTGs | Each | 0 | 44915 |  |  | REpower USA |  | 0
REPWR-PRT-1230 | SC, L/827, LDA8413-J-4W3,02-ETL+LD-FP |  |  | WTGs | Each | 0 | 44916 |  |  | REpower USA |  | 0
REPWR-PRT-1231 | SC, L/829, LDA8413-J-3W2,20-ETL+LD-FP |  |  | WTGs | Each | 0 | 44918 |  |  | REpower USA |  | 0
REPWR-PRT-1232 | SC, L/852, LDA8413-J-VE-4W2,50-ETL+LD-FP |  |  | WTGs | Each | 0 | 44919 |  |  | REpower USA |  | 0
REPWR-PRT-1233 | SC, L/853, LDA8413-VE-3,2-ETL |  |  | WTGs | Each | 0 | 44921 |  |  | REpower USA |  | 0
REPWR-PRT-1234 | Fault current protective switch 4-pole , |  |  | WTGs | Each | 0 | 44927 |  |  | REpower USA |  | 0
REPWR-PRT-1235 | Snubber - EMV - Kondensator C = 1&#181;F - UR |  |  | WTGs | Each | 0 | 44948 |  |  | REpower USA |  | 0
REPWR-PRT-1236 | Bus bar-adapter 60mm, 63A,690V, AWG8, wi |  |  | WTGs | Each | 0 | 44972 |  |  | REpower USA |  | 0
REPWR-PRT-1237 | Rittal filter mat SK 3172.100 |  |  | WTGs | Each | 0 | 45461 |  |  | REpower USA |  | 0
REPWR-PRT-1238 | Charing cable, battery chager 72V-1.5A |  |  | WTGs | Each | 0 | 45492 |  |  | REpower USA |  | 0
REPWR-PRT-1239 | Carbon brush. 100mm Winergy #0307867 |  |  | WTGs | Each | 0 | 45495 |  |  | REpower USA |  | 0
REPWR-PRT-1240 | CCV Bus Terminal |  |  | WTGs | Each | 0 | 45543 |  |  | REpower USA |  | 0
REPWR-PRT-1241 | Fuse C4A/DC440V/AC400_2pol |  |  | WTGs | Each | 0 | 45544 |  |  | REpower USA |  | 0
REPWR-PRT-1242 | Heater 250W / 220-240V |  |  | WTGs | Each | 0 | 45545 |  |  | REpower USA |  | 0
REPWR-PRT-1243 | Motor, Pitch, MOOG, MM92 CCV, FGVH*50064 |  |  | WTGs | Each | 0 | 45546 |  |  | REpower USA |  | 0
REPWR-PRT-1244 | Controller GEL823xY016 with Software 33. |  |  | WTGs | Each | 0 | 45547 |  |  | REpower USA |  | 0
REPWR-PRT-1245 | PM-40.1DVA0S |  |  | WTGs | Each | 0 | 45548 |  |  | REpower USA |  | 0
REPWR-PRT-1247 | Sensor, ext.vibration m.,PCH1026/CHB1102 |  |  | WTGs | Each | 0 | 45661 |  |  | REpower USA |  | -1
REPWR-PRT-1248 | ETH Railswitch, MS20-0800SAAPR, BOB |  |  | WTGs | Each | 0 | 46007 |  |  | REpower USA |  | 0
REPWR-PRT-1249 | ETH Railswitch,RS20-0800M2T1,TOB,MM |  |  | WTGs | Each | 0 | 46012 |  |  | REpower USA |  | 0
REPWR-PRT-1250 | Kabel, 2x2x0,25 mm&#178;, Retrofit basement b |  |  | WTGs | Each | 0 | 46134 |  |  | REpower USA |  | 0
REPWR-PRT-1251 | Kabel, 2x2x0,25 mm&#178;, Retrofit converter |  |  | WTGs | Each | 0 | 46135 |  |  | REpower USA |  | 0
REPWR-PRT-1252 | Regulated switch mode power supply 24VDC |  |  | WTGs | Each | 0 | 46309 |  |  | REpower USA |  | 0
REPWR-PRT-1253 | Comfort handle for lock insert + padlock |  |  | WTGs | Each | 0 | 46314 |  |  | REpower USA |  | 0
REPWR-PRT-1254 | Clamp clip 12-16mm |  |  | WTGs | Each | 0 | 46316 |  |  | REpower USA |  | 0
REPWR-PRT-1255 | Counter-trough 12-16mm |  |  | WTGs | Each | 0 | 46317 |  |  | REpower USA |  | 0
REPWR-PRT-1256 | Padlock |  |  | WTGs | Each | 0 | 46318 |  |  | REpower USA |  | 0
REPWR-PRT-1257 | Assembly material for earth straps M8 |  |  | WTGs | Each | 0 | 46319 |  |  | REpower USA |  | 0
REPWR-PRT-1258 | Earthing strap 16 qmm L.200 |  |  | WTGs | Each | 0 | 46320 |  |  | REpower USA |  | 0
REPWR-PRT-1259 | Earthing strap 16 qmm L.300 |  |  | WTGs | Each | 0 | 46321 |  |  | REpower USA |  | 0
REPWR-PRT-1260 | Rail support |  |  | WTGs | Each | 0 | 46323 |  |  | REpower USA |  | 0
REPWR-PRT-1261 | 4-pole, modular surge arrester |  |  | WTGs | Each | 0 | 46325 |  |  | REpower USA |  | 0
REPWR-PRT-1262 | multipolar modular comb. Arrester |  |  | WTGs | Each | 0 | 46328 |  |  | REpower USA |  | 0
REPWR-PRT-1263 | Contactor coil suppressor module RC 110. |  |  | WTGs | Each | 0 | 46336 |  |  | REpower USA |  | 0
REPWR-PRT-1264 | Coupling relay 24VDC, 3 CO, 10A |  |  | WTGs | Each | 0 | 46337 |  |  | REpower USA |  | 0
REPWR-PRT-1265 | Outlet filter for fan-and-filter units |  |  | WTGs | Each | 0 | 46339 |  |  | REpower USA |  | 0
REPWR-PRT-1266 | Switch-disconnector 3-poles, 20A |  |  | WTGs | Each | 0 | 46341 |  |  | REpower USA |  | 0
REPWR-PRT-1267 | Emergency-Stop actuator, non-illuminated |  |  | WTGs | Each | 0 | 46344 |  |  | REpower USA |  | 0
REPWR-PRT-1268 | Contact element, 1NC, Front fixing, Cage |  |  | WTGs | Each | 0 | 46346 |  |  | REpower USA |  | 0
REPWR-PRT-1269 | Contact element, 1NO, Front fixing, Cage |  |  | WTGs | Each | 0 | 46347 |  |  | REpower USA |  | 0
REPWR-PRT-1270 | Fixing adapter |  |  | WTGs | Each | 0 | 46348 |  |  | REpower USA |  | 0
REPWR-PRT-1271 | Legend plate mount |  |  | WTGs | Each | 0 | 46350 |  |  | REpower USA |  | 0
REPWR-PRT-1289 | Legend plate mount |  |  | WTGs | Each | 0 | 46414 |  |  | REpower USA |  | 0
REPWR-PRT-1272 | Connector marker |  |  | WTGs | Each | 0 | 46353 |  |  | REpower USA |  | 0
REPWR-PRT-1273 | Feed-through terminal |  |  | WTGs | Each | 0 | 46354 |  |  | REpower USA |  | 0
REPWR-PRT-1302 | Feed-through terminal |  |  | WTGs | Each | 0 | 46463 |  |  | REpower USA |  | 0
REPWR-PRT-1303 | Feed-through terminal |  |  | WTGs | Each | 0 | 46464 |  |  | REpower USA |  | 0
REPWR-PRT-1274 | Panel feed-through RJ45 |  |  | WTGs | Each | 0 | 46372 |  |  | REpower USA |  | 0
REPWR-PRT-1275 | PHOENIX, Optocoupler blocks, DEK-OE- 24D |  |  | WTGs | Each | 0 | 46389 |  |  | REpower USA |  | 0
REPWR-PRT-1276 | 2-pole, modular surge arrester |  |  | WTGs | Each | 0 | 46390 |  |  | REpower USA |  | 0
REPWR-PRT-1277 | Base part as feed-through terminal |  |  | WTGs | Each | 0 | 46393 |  |  | REpower USA |  | 0
REPWR-PRT-1278 | Modular timer 24-240VAC, 24-48VDC, 1 CO, |  |  | WTGs | Each | 0 | 46397 |  |  | REpower USA |  | 0
REPWR-PRT-1279 | Contactor - 3NO + 2NC, coil 24VDC/5,4VA, |  |  | WTGs | Each | 0 | 46398 |  |  | REpower USA |  | 0
REPWR-PRT-1280 | Contactor - 5NO + 0NC, coil 24VDC/5,4VA, |  |  | WTGs | Each | 0 | 46399 |  |  | REpower USA |  | 0
REPWR-PRT-1281 | Auxiliary contact block 3NO+1NC |  |  | WTGs | Each | 0 | 46400 |  |  | REpower USA |  | 0
REPWR-PRT-1282 | Coupling relay 24VDC, 4 CO, 7A |  |  | WTGs | Each | 0 | 46402 |  |  | REpower USA |  | 0
REPWR-PRT-1283 | Motor circuit breaker, 3p, 1,6-2,5A |  |  | WTGs | Each | 0 | 46405 |  |  | REpower USA |  | 0
REPWR-PRT-1284 | RC-Multi-tier modular terminal 2k74/10nF |  |  | WTGs | Each | 0 | 46406 |  |  | REpower USA |  | 0
REPWR-PRT-1285 | end plate and intermediate plate |  |  | WTGs | Each | 0 | 46407 |  |  | REpower USA |  | 0
REPWR-PRT-1305 | end plate and intermediate plate |  |  | WTGs | Each | 0 | 46466 |  |  | REpower USA |  | 0
REPWR-PRT-1292 | end plate and intermediate plate |  |  | WTGs | Each | 0 | 46424 |  |  | REpower USA |  | 0
REPWR-PRT-1286 | Flush mounting panel, 2 locations |  |  | WTGs | Each | 0 | 46409 |  |  | REpower USA |  | 0
REPWR-PRT-1287 | Selector switch, thumb-grip, V position, |  |  | WTGs | Each | 0 | 46412 |  |  | REpower USA |  | 0
REPWR-PRT-1288 | Cam switch, key |  |  | WTGs | Each | 0 | 46413 |  |  | REpower USA |  | 0
REPWR-PRT-1290 | Retaining clip for shield connection |  |  | WTGs | Each | 0 | 46415 |  |  | REpower USA |  | 0
REPWR-PRT-1291 | Multi-tier modular terminal |  |  | WTGs | Each | 0 | 46423 |  |  | REpower USA |  | 0
REPWR-PRT-1293 | Plug-in connector KOSF ZT2.5 |  |  | WTGs | Each | 0 | 46426 |  |  | REpower USA |  | 0
REPWR-PRT-1294 | Multipolar surge Arrester |  |  | WTGs | Each | 0 | 46439 |  |  | REpower USA |  | 0
REPWR-PRT-1295 | DEHNgap C S, N-PE surge arrester |  |  | WTGs | Each | 0 | 46440 |  |  | REpower USA |  | 0
REPWR-PRT-1296 | power base - 12A |  |  | WTGs | Each | 0 | 46442 |  |  | REpower USA |  | 0
REPWR-PRT-1299 | power base - 12A |  |  | WTGs | Each | 0 | 46446 |  |  | REpower USA |  | 0
REPWR-PRT-1297 | Add-on contacts block - 1NO + 1NC |  |  | WTGs | Each | 0 | 46444 |  |  | REpower USA |  | 0
REPWR-PRT-1298 | Advanced control unit 3-12A, 24VDC |  |  | WTGs | Each | 0 | 46445 |  |  | REpower USA |  | 0
REPWR-PRT-1300 | Mounting foot |  |  | WTGs | Each | 0 | 46448 |  |  | REpower USA |  | 0
REPWR-PRT-1301 | Cross-connector / link for modular termi |  |  | WTGs | Each | 0 | 46459 |  |  | REpower USA |  | 0
REPWR-PRT-1306 | Cross-connector / link for modular termi |  |  | WTGs | Each | 0 | 46491 |  |  | REpower USA |  | 0
REPWR-PRT-1304 | Earth terminal |  |  | WTGs | Each | 0 | 46465 |  |  | REpower USA |  | 0
REPWR-PRT-1307 | Clamp clip 16-22mm |  |  | WTGs | Each | 0 | 46496 |  |  | REpower USA |  | 0
REPWR-PRT-1308 | Clamp clip 22-28mm |  |  | WTGs | Each | 0 | 46497 |  |  | REpower USA |  | 0
REPWR-PRT-1309 | Counter-trough 16-22mm |  |  | WTGs | Each | 0 | 46498 |  |  | REpower USA |  | 0
REPWR-PRT-1310 | Counter-trough 22-28mm |  |  | WTGs | Each | 0 | 46499 |  |  | REpower USA |  | 0
REPWR-PRT-1311 | Phase separator UL 508E |  |  | WTGs | Each | 0 | 46545 |  |  | REpower USA |  | 0
REPWR-PRT-1312 | Advanced control unit 1,25-5A, 24VDC |  |  | WTGs | Each | 0 | 46546 |  |  | REpower USA |  | 0
REPWR-PRT-1313 | Busbar adapter, 3-polig, 32A |  |  | WTGs | Each | 0 | 46561 |  |  | REpower USA |  | 0
REPWR-PRT-1314 | Connecting terminal plate 50 mm&#178;, 3-pole |  |  | WTGs | Each | 0 | 46566 |  |  | REpower USA |  | 0
REPWR-PRT-1315 | double nipple for SBO210-2,8E 1/663U-210 |  |  | WTGs | Each | 0 | 46602 |  |  | REpower USA |  | 0
REPWR-PRT-1316 | Conduit holder, AD 21,2 |  |  | WTGs | Each | 0 | 46619 |  |  | REpower USA |  | 0
REPWR-PRT-1317 | Conduit holder, AD 34,5 |  |  | WTGs | Each | 0 | 46620 |  |  | REpower USA |  | 0
REPWR-PRT-1318 | Metal protective cover, HAN 3A-AK |  |  | WTGs | Each | 0 | 46621 |  |  | REpower USA |  | 0
REPWR-PRT-1319 | Patch cable, MP8FS100-PVC, 1,5m, grey |  |  | WTGs | Each | 0 | 46622 |  |  | REpower USA |  | 0
REPWR-PRT-1320 | Clamp clip 8-12mm, 2056 12 FT, steel |  |  | WTGs | Each | 0 | 46623 |  |  | REpower USA |  | 0
REPWR-PRT-1321 | Counter-trough 8-12mm, 2058 12 LGR |  |  | WTGs | Each | 0 | 46624 |  |  | REpower USA |  | 0
REPWR-PRT-1322 | LED test element, M22-XLED-T |  |  | WTGs | Each | 0 | 46625 |  |  | REpower USA |  | 0
REPWR-PRT-1323 | Surge arrester, BXT ML4 BE 24 |  |  | WTGs | Each | 0 | 46626 |  |  | REpower USA |  | 0
REPWR-PRT-1324 | Surge arrester, DG S 150 |  |  | WTGs | Each | 0 | 46627 |  |  | REpower USA |  | 0
REPWR-PRT-1325 | Surge arrester, BVT ALD 36 |  |  | WTGs | Each | 0 | 46628 |  |  | REpower USA |  | 0
REPWR-PRT-1326 | Auxiliary contact, OF, 240V, 6A |  |  | WTGs | Each | 0 | 46629 |  |  | REpower USA |  | 0
REPWR-PRT-1327 | Contactor 120V 50/60Hz, 20A, LC1-DT20G7 |  |  | WTGs | Each | 0 | 46630 |  |  | REpower USA |  | 0
REPWR-PRT-1328 | Changeover switch, TM-2-Sond*/EZ |  |  | WTGs | Each | 0 | 46631 |  |  | REpower USA |  | 0
REPWR-PRT-1329 | Illuminated push-button, white, M22-DL-W |  |  | WTGs | Each | 0 | 46632 |  |  | REpower USA |  | 0
REPWR-PRT-1330 | Push-button, blue, M22-D-B |  |  | WTGs | Each | 0 | 46633 |  |  | REpower USA |  | 0
REPWR-PRT-1331 | Emergency-stop label, M22-XAK11 |  |  | WTGs | Each | 0 | 46634 |  |  | REpower USA |  | 0
REPWR-PRT-1332 | Push-button, red, M22-D-R |  |  | WTGs | Each | 0 | 46635 |  |  | REpower USA |  | 0
REPWR-PRT-1333 | Socket 15A/125VAC 2P+PE |  |  | WTGs | Each | 0 | 46636 |  |  | REpower USA |  | 0
REPWR-PRT-1334 | Main switch, 3-pole, 25A, VBD0 |  |  | WTGs | Each | 0 | 46637 |  |  | REpower USA |  | 0
REPWR-PRT-1335 | Miniature circuit breaker, B2A, 1-pol. |  |  | WTGs | Each | 0 | 46638 |  |  | REpower USA |  | 0
REPWR-PRT-1336 | Miniature circuit breaker, C6A, 1-pol. |  |  | WTGs | Each | 0 | 46639 |  |  | REpower USA |  | 0
REPWR-PRT-1337 | Miniature circuit breaker, C2A, 1-pol. |  |  | WTGs | Each | 0 | 46640 |  |  | REpower USA |  | 0
REPWR-PRT-1338 | Miniature circuit breaker, C3A, 2-pol. |  |  | WTGs | Each | 0 | 46641 |  |  | REpower USA |  | 0
REPWR-PRT-1339 | LED element 12-30V AC/DC, M22-CLED-W |  |  | WTGs | Each | 0 | 46642 |  |  | REpower USA |  | 0
REPWR-PRT-1340 | Shield connection terminal, SK8 |  |  | WTGs | Each | 0 | 46643 |  |  | REpower USA |  | 0
REPWR-PRT-1341 | Shield connection terminal, SK14 |  |  | WTGs | Each | 0 | 46644 |  |  | REpower USA |  | 0
REPWR-PRT-1342 | Shield connection terminal, SK20 |  |  | WTGs | Each | 0 | 46645 |  |  | REpower USA |  | 0
REPWR-PRT-1343 | Earth terminal, ZDT 2.5/2 PE |  |  | WTGs | Each | 0 | 46646 |  |  | REpower USA |  | 0
REPWR-PRT-1344 | Endbracket, Aluminium, E/AL-NS 35 |  |  | WTGs | Each | 0 | 46647 |  |  | REpower USA |  | 0
REPWR-PRT-1345 | Earth terminal, ZDK 2,5 PE |  |  | WTGs | Each | 0 | 46648 |  |  | REpower USA |  | 0
REPWR-PRT-1346 | Shield connection terminal, SK28 |  |  | WTGs | Each | 0 | 46649 |  |  | REpower USA |  | 0
REPWR-PRT-1347 | Disconnect terminal, 6mm&#178;, WTL 6/3 |  |  | WTGs | Each | 0 | 46650 |  |  | REpower USA |  | 0
REPWR-PRT-1348 | Cross connection gate, WKS 1/2 |  |  | WTGs | Each | 0 | 46651 |  |  | REpower USA |  | 0
REPWR-PRT-1349 | Socket, STB 21.6/IH/DB WTL6/3 |  |  | WTGs | Each | 0 | 46652 |  |  | REpower USA |  | 0
REPWR-PRT-1350 | Lockout device, SSP WTL6/2 |  |  | WTGs | Each | 0 | 46653 |  |  | REpower USA |  | 0
REPWR-PRT-1351 | Double floor terminal, ZDK 2.5 V |  |  | WTGs | Each | 0 | 46654 |  |  | REpower USA |  | 0
REPWR-PRT-1352 | Cross-connector 2,5mm&#178; 6-pole ZQV 2.5/6 |  |  | WTGs | Each | 0 | 46655 |  |  | REpower USA |  | 0
REPWR-PRT-1353 | Cross-connector 2,5mm&#178; 2-pol ZQV 2.5N/2 |  |  | WTGs | Each | 0 | 46656 |  |  | REpower USA |  | 0
REPWR-PRT-1354 | Cross-connector 2,5mm&#178; 4-pol ZQV 2.5N/4 |  |  | WTGs | Each | 0 | 46657 |  |  | REpower USA |  | 0
REPWR-PRT-1355 | Perforated plate |  |  | WTGs | Each | 0 | 46658 |  |  | REpower USA |  | 0
REPWR-PRT-1356 | Support strip, TS4598.000 |  |  | WTGs | Each | 0 | 46659 |  |  | REpower USA |  | 0
REPWR-PRT-1357 | Threaded block M8, TS4163.000 |  |  | WTGs | Each | 0 | 46660 |  |  | REpower USA |  | 0
REPWR-PRT-1358 | Sheet metal screw, Torx, 5,5x13mm |  |  | WTGs | Each | 0 | 46661 |  |  | REpower USA |  | 0
REPWR-PRT-1359 | Base element front/rear, TS8602.800 |  |  | WTGs | Each | 0 | 46662 |  |  | REpower USA |  | 0
REPWR-PRT-1360 | Plinth panel side part, TS8602.040 |  |  | WTGs | Each | 0 | 46663 |  |  | REpower USA |  | 0
REPWR-PRT-1361 | Fan/filter unit, SK3325.117 |  |  | WTGs | Each | 0 | 46664 |  |  | REpower USA |  | 0
REPWR-PRT-1362 | Door stay, PS4583.000 |  |  | WTGs | Each | 0 | 46665 |  |  | REpower USA |  | 0
REPWR-PRT-1363 | Extrusion for cable entry, TS8802.080 |  |  | WTGs | Each | 0 | 46667 |  |  | REpower USA |  | 0
REPWR-PRT-1364 | Mounting plate attachment, TS8800.090 |  |  | WTGs | Each | 0 | 46668 |  |  | REpower USA |  | 0
REPWR-PRT-1365 | Cabinet heater 120V/400W, HGL 046 |  |  | WTGs | Each | 0 | 46669 |  |  | REpower USA |  | 0
REPWR-PRT-1366 | Switch cabinet bearbeitet, TS8884.009 |  |  | WTGs | Each | 0 | 46670 |  |  | REpower USA |  | 0
REPWR-PRT-1367 | PT100-Sensor, assembled, l=1m |  |  | WTGs | Each | 0 | 46671 |  |  | REpower USA |  | 0
REPWR-PRT-1368 | PT100-Sensor, assembled, l=1,5m |  |  | WTGs | Each | 0 | 46672 |  |  | REpower USA |  | 0
REPWR-PRT-1411 | PT100-Sensor, assembled, l=1,5m |  |  | WTGs | Each | 0 | 46769 |  |  | REpower USA |  | 0
REPWR-PRT-1369 | Text: MANUAL STOP |  |  | WTGs | Each | 0 | 46673 |  |  | REpower USA |  | 0
REPWR-PRT-1370 | Text: RESET |  |  | WTGs | Each | 0 | 46674 |  |  | REpower USA |  | 0
REPWR-PRT-1371 | Text: MANUAL YAW |  |  | WTGs | Each | 0 | 46675 |  |  | REpower USA |  | 0
REPWR-PRT-1372 | Text: VANE POSITION / |  |  | WTGs | Each | 0 | 46676 |  |  | REpower USA |  | 0
REPWR-PRT-1373 | Text: POSITION TEMP&#210;TE/ |  |  | WTGs | Each | 0 | 46677 |  |  | REpower USA |  | 0
REPWR-PRT-1374 | Text: AZIMUT MANUEL |  |  | WTGs | Each | 0 | 46678 |  |  | REpower USA |  | 0
REPWR-PRT-1375 | Text: ARRET MANUEL |  |  | WTGs | Each | 0 | 46679 |  |  | REpower USA |  | 0
REPWR-PRT-1376 | Temperature signal converter, CC-U/RTDR |  |  | WTGs | Each | 0 | 46680 |  |  | REpower USA |  | 0
REPWR-PRT-1377 | Patch cable, MP8FS100-PVC, 0,5m, grey |  |  | WTGs | Each | 0 | 46735 |  |  | REpower USA |  | 0
REPWR-PRT-1378 | PT100-Sensor, l=1,5m, 902105/10 |  |  | WTGs | Each | 0 | 46736 |  |  | REpower USA |  | 0
REPWR-PRT-1379 | PT100-Sensor, l=2m, 902105/10 |  |  | WTGs | Each | 0 | 46737 |  |  | REpower USA |  | 0
REPWR-PRT-1380 | Surge arrester, BXT ML2 BE HFS 5 |  |  | WTGs | Each | 0 | 46738 |  |  | REpower USA |  | 0
REPWR-PRT-1381 | Coupling relay, 230V AC, 4CO, 7A |  |  | WTGs | Each | 0 | 46739 |  |  | REpower USA |  | 0
REPWR-PRT-1382 | Coupling relay, 230V AC, 3CO, 10A |  |  | WTGs | Each | 0 | 46740 |  |  | REpower USA |  | 0
REPWR-PRT-1383 | Application module, 1NC, LUF DA01 |  |  | WTGs | Each | 0 | 46741 |  |  | REpower USA |  | 0
REPWR-PRT-1384 | Busbar adapter, 32A |  |  | WTGs | Each | 0 | 46742 |  |  | REpower USA |  | 0
REPWR-PRT-1385 | Load-disconnector, 3-pole, 80A, VBF 4 |  |  | WTGs | Each | 0 | 46743 |  |  | REpower USA |  | 0
REPWR-PRT-1386 | Push-button, yellow, M22-D-Y |  |  | WTGs | Each | 0 | 46744 |  |  | REpower USA |  | 0
REPWR-PRT-1387 | Blank cover, black, M22S-B |  |  | WTGs | Each | 0 | 46745 |  |  | REpower USA |  | 0
REPWR-PRT-1388 | Contact element,1NC/1NO, M22-CK11 |  |  | WTGs | Each | 0 | 46746 |  |  | REpower USA |  | 0
REPWR-PRT-1389 | Miniature circuit breaker, C10A, 1-pol. |  |  | WTGs | Each | 0 | 46747 |  |  | REpower USA |  | 0
REPWR-PRT-1390 | Miniature circuit breaker, C15A, 1-pol. |  |  | WTGs | Each | 0 | 46748 |  |  | REpower USA |  | 0
REPWR-PRT-1391 | Miniature circuit breaker, C6A, 2-pol. |  |  | WTGs | Each | 0 | 46749 |  |  | REpower USA |  | 0
REPWR-PRT-1392 | Miniature circuit breaker, C10A, 3-pol. |  |  | WTGs | Each | 0 | 46750 |  |  | REpower USA |  | 0
REPWR-PRT-1393 | Miniature circuit breaker, C4A, 1-pol. |  |  | WTGs | Each | 0 | 46751 |  |  | REpower USA |  | 0
REPWR-PRT-1394 | Miniature circuit breaker, D4A, 1-pol. |  |  | WTGs | Each | 0 | 46752 |  |  | REpower USA |  | 0
REPWR-PRT-1395 | Miniature circuit breaker, C3A, 1-pol. |  |  | WTGs | Each | 0 | 46753 |  |  | REpower USA |  | 0
REPWR-PRT-1396 | GFCI 25A/30mA, 4-pole |  |  | WTGs | Each | 0 | 46754 |  |  | REpower USA |  | 0
REPWR-PRT-1397 | Fuse 60A, 60A, Class J TD, AJT60 |  |  | WTGs | Each | 0 | 46755 |  |  | REpower USA |  | 0
REPWR-PRT-1398 | Feed-through terminal, ZT 4/2AN/1 |  |  | WTGs | Each | 0 | 46756 |  |  | REpower USA |  | 0
REPWR-PRT-1399 | PE terminal, ZTPE 4/2AN/1 |  |  | WTGs | Each | 0 | 46757 |  |  | REpower USA |  | 0
REPWR-PRT-1400 | End plate, ZAP/TW ZT4/2AN |  |  | WTGs | Each | 0 | 46758 |  |  | REpower USA |  | 0
REPWR-PRT-1401 | Code pin, KOSF ZT5 |  |  | WTGs | Each | 0 | 46759 |  |  | REpower USA |  | 0
REPWR-PRT-1402 | Cross connector, 7-polig, ZQV 2.5/7 |  |  | WTGs | Each | 0 | 46760 |  |  | REpower USA |  | 0
REPWR-PRT-1403 | Double floor terminal, ZDK 2.5/D/1 |  |  | WTGs | Each | 0 | 46761 |  |  | REpower USA |  | 0
REPWR-PRT-1404 | Distributor terminal, 35/10mm&#178;, 284-621 |  |  | WTGs | Each | 0 | 46762 |  |  | REpower USA |  | 0
REPWR-PRT-1405 | Cross connector, 5-pol., ZQV 2.5/5 |  |  | WTGs | Each | 0 | 46763 |  |  | REpower USA |  | 0
REPWR-PRT-1406 | Cross connector, 10-pol., ZQV 2.5N/10 |  |  | WTGs | Each | 0 | 46764 |  |  | REpower USA |  | 0
REPWR-PRT-1407 | Support strip, TS4596.000 |  |  | WTGs | Each | 0 | 46765 |  |  | REpower USA |  | 0
REPWR-PRT-1408 | Extrusion for cable entry, TS8802.120 |  |  | WTGs | Each | 0 | 46766 |  |  | REpower USA |  | 0
REPWR-PRT-1409 | Cabinet heater 230V/400W, HGL 046 |  |  | WTGs | Each | 0 | 46767 |  |  | REpower USA |  | 0
REPWR-PRT-1410 | Switch cabinet bearbeitet, TS8284.009 |  |  | WTGs | Each | 0 | 46768 |  |  | REpower USA |  | 0
REPWR-PRT-1412 | Base plate, B620-L |  |  | WTGs | Each | 0 | 46770 |  |  | REpower USA |  | 0
REPWR-PRT-1413 | Busbar CU, 12x5x700mm |  |  | WTGs | Each | 0 | 46771 |  |  | REpower USA |  | 0
REPWR-PRT-1414 | Busbar support, 3-pole, S620-L |  |  | WTGs | Each | 0 | 46772 |  |  | REpower USA |  | 0
REPWR-PRT-1415 | Busbar cover, 511-L |  |  | WTGs | Each | 0 | 46773 |  |  | REpower USA |  | 0
REPWR-PRT-1416 | Distance part, 01358 |  |  | WTGs | Each | 0 | 46774 |  |  | REpower USA |  | 0
REPWR-PRT-1417 | Fuse holder, 60A, EEC6080AJC60 |  |  | WTGs | Each | 0 | 46775 |  |  | REpower USA |  | 0
REPWR-PRT-1418 | Formica shield ROTOR BRAKE |  |  | WTGs | Each | 0 | 46776 |  |  | REpower USA |  | 0
REPWR-PRT-1419 | Formica shieldSERVICE SWITCH BLADE |  |  | WTGs | Each | 0 | 46777 |  |  | REpower USA |  | 0
REPWR-PRT-1420 | Formica shield COMMUTATEUR MAINTENANCE |  |  | WTGs | Each | 0 | 46778 |  |  | REpower USA |  | 0
REPWR-PRT-1421 | Formica shield FREIN DU ROTOR |  |  | WTGs | Each | 0 | 46779 |  |  | REpower USA |  | 0
REPWR-PRT-1422 | Formica shield BYPASS YAW LIMIT |  |  | WTGs | Each | 0 | 46780 |  |  | REpower USA |  | 0
REPWR-PRT-1423 | Formica shield SHUNTER INTERRUPTEUR |  |  | WTGs | Each | 0 | 46781 |  |  | REpower USA |  | 0
REPWR-PRT-1424 | Formica shield MANUAL YAW |  |  | WTGs | Each | 0 | 46782 |  |  | REpower USA |  | 0
REPWR-PRT-1425 | Ethernet-Switch RS20-0800M2T1SDAEHH4.2.X |  |  | WTGs | Each | 0 | 46783 |  |  | REpower USA |  | 0
REPWR-PRT-1426 | Power supply, 24VDC,20A, 480W |  |  | WTGs | Each | 0 | 46784 |  |  | REpower USA |  | 0
REPWR-PRT-1427 | Busbar, BS207 |  |  | WTGs | Each | 0 | 46923 |  |  | REpower USA |  | 0
REPWR-PRT-1428 | Cable harness 9, |  |  | WTGs | Each | 0 | 47279 |  |  | REpower USA |  | 0
REPWR-PRT-1429 | BU1-AC-230, Overvoltage Protection Relai |  |  | WTGs | Each | 0 | 47881 |  |  | REpower USA |  | 0
REPWR-PRT-1430 | CSC3-GM2-2 |  |  | WTGs | Each | 0 | 47882 |  |  | REpower USA |  | 0
REPWR-PRT-1431 | CSC4-0H1A0 MAIN DEVICE READY FOR ANYBUS |  |  | WTGs | Each | 0 | 47883 |  |  | REpower USA |  | 0
REPWR-PRT-1432 | CST1-AS-FIT |  |  | WTGs | Each | 0 | 47884 |  |  | REpower USA |  | 0
REPWR-PRT-1433 | CURRENT TRANSF. 2500/1A, 5VA, KP-32040 |  |  | WTGs | Each | 0 | 47885 |  |  | REpower USA |  | 0
REPWR-PRT-1434 | SEMICONDUCTOR FUSE 690V, 700A |  |  | WTGs | Each | 0 | 47886 |  |  | REpower USA |  | 0
REPWR-PRT-1435 | MKP CAPACITOR, 1UF+-5%, 1200V/DC, 500V/A |  |  | WTGs | Each | 0 | 47887 |  |  | REpower USA |  | 0
REPWR-PRT-1436 | IGBT-DIODE MODULE, 1200A, 1700V |  |  | WTGs | Each | 0 | 47888 |  |  | REpower USA |  | 0
REPWR-PRT-1437 | DC-LIMITER-ELECTRONIC-KIT KP-36601 |  |  | WTGs | Each | 0 | 47889 |  |  | REpower USA |  | 0
REPWR-PRT-1438 | SCREW-IN THERMOSTAT (NC) - M10X1.0 KP-36 |  |  | WTGs | Each | 0 | 47890 |  |  | REpower USA |  | 0
REPWR-PRT-1439 | AIR FILTER LXWXH=307.5X149X58MM KP-37442 |  |  | WTGs | Each | 0 | 47891 |  |  | REpower USA |  | 0
REPWR-PRT-1440 | HIGH-PERFORMANCE FAN HEATER - 950W KP-40 |  |  | WTGs | Each | 0 | 47892 |  |  | REpower USA |  | 0
REPWR-PRT-1441 | TRANSDUCER KP-40806 |  |  | WTGs | Each | 0 | 47893 |  |  | REpower USA |  | 0
REPWR-PRT-1442 | AIR CONTACTOR 3-POLE KP-42132 |  |  | WTGs | Each | 0 | 47894 |  |  | REpower USA |  | 0
REPWR-PRT-1443 | IGBT PHASE MODULE - KP-42148 |  |  | WTGs | Each | 0 | 47895 |  |  | REpower USA |  | 0
REPWR-PRT-1444 | LOW-VOLTAGE FUSE 80A CLASS J KP-42394 |  |  | WTGs | Each | 0 | 47896 |  |  | REpower USA |  | 0
REPWR-PRT-1445 | LOW-VOLTAGE FUSE 100A CLASS J KP-42397 |  |  | WTGs | Each | 0 | 47897 |  |  | REpower USA |  | 0
REPWR-PRT-1446 | LOW-VOLTAGE FUSE 2A CLASS J KP-42399 |  |  | WTGs | Each | 0 | 47898 |  |  | REpower USA |  | 0
REPWR-PRT-1447 | LOW-VOLTAGE FUSE 10A CLASS J KP-42400 |  |  | WTGs | Each | 0 | 47899 |  |  | REpower USA |  | 0
REPWR-PRT-1448 | LOW-VOLTAGE FUSE 15A CLASS J KP-42401 |  |  | WTGs | Each | 0 | 47900 |  |  | REpower USA |  | 0
REPWR-PRT-1449 | LOW-VOLTAGE FUSE 20A CLASS J KP-42402 |  |  | WTGs | Each | 0 | 47901 |  |  | REpower USA |  | 0
REPWR-PRT-1450 | LOW-VOLTAGE FUSE 30A CLASS J KP-42403 |  |  | WTGs | Each | 0 | 47902 |  |  | REpower USA |  | 0
REPWR-PRT-1451 | LOW-VOLTAGE FUSE 25A CLASS J KP-42404 |  |  | WTGs | Each | 0 | 47903 |  |  | REpower USA |  | 0
REPWR-PRT-1452 | LOW-VOLTAGE FUSE 50A CLASS J KP-42405 |  |  | WTGs | Each | 0 | 47904 |  |  | REpower USA |  | 0
REPWR-PRT-1453 | LOW-VOLTAGE FUSE 175A CLASS J KP-42409 |  |  | WTGs | Each | 0 | 47905 |  |  | REpower USA |  | 0
REPWR-PRT-1454 | MCR-MEASURING TRANSFORMER PT100 KP-42491 |  |  | WTGs | Each | 0 | 47906 |  |  | REpower USA |  | 0
REPWR-PRT-1455 | CIRCUIT BREAKER 3-POLE 2500A KP-42514 |  |  | WTGs | Each | 0 | 47907 |  |  | REpower USA |  | 0
REPWR-PRT-1456 | LEAD-FLEECE BATTERY 12V - 7.2AH/20H KP-4 |  |  | WTGs | Each | 0 | 47908 |  |  | REpower USA |  | 0
REPWR-PRT-1457 | LOW-VOLTAGE FUSE 1A CLASS CC KP-42555 |  |  | WTGs | Each | 0 | 47909 |  |  | REpower USA |  | 0
REPWR-PRT-1458 | LOW-VOLTAGE FUSE 4.5A CLASS CC KP-42557 |  |  | WTGs | Each | 0 | 47910 |  |  | REpower USA |  | 0
REPWR-PRT-1459 | ONLINE UPS_115V_1.5KVA_1050W KP-42654 |  |  | WTGs | Each | 0 | 47911 |  |  | REpower USA |  | 0
REPWR-PRT-1460 | LOW-VOLTAGE FUSE 35A CLASS J KP-42694 |  |  | WTGs | Each | 0 | 47912 |  |  | REpower USA |  | 0
REPWR-PRT-1461 | Screw-in thermostat M10x1.0 KP-28173 |  |  | WTGs | Each | 0 | 47914 |  |  | REpower USA |  | 0
REPWR-PRT-1462 | OVERVOLTAGE ARRESTOR 4 POLE KP-40740 |  |  | WTGs | Each | 0 | 47915 |  |  | REpower USA |  | 0
REPWR-PRT-1463 | IGBT PHASE MODULE -MSC2 KP-43086 |  |  | WTGs | Each | 0 | 47916 |  |  | REpower USA |  | 0
REPWR-PRT-1464 | Capacitor Bank - MKP KP-43087 |  |  | WTGs | Each | 0 | 47917 |  |  | REpower USA |  | 0
REPWR-PRT-1465 | DC-Limiter - NGx KP-43088 |  |  | WTGs | Each | 0 | 47918 |  |  | REpower USA |  | 0
REPWR-PRT-1466 | IGBT PHASE MODULE -LSC2 KP-43162 |  |  | WTGs | Each | 0 | 47919 |  |  | REpower USA |  | 0
REPWR-PRT-1467 | UCHIYA Temperature-controller 80&#176;C KP-45 |  |  | WTGs | Each | 0 | 47920 |  |  | REpower USA |  | 0
REPWR-PRT-1468 | MMS License Server/Client |  |  | WTGs | Each | 0 | 47985 |  |  | REpower USA |  | 0
REPWR-PRT-1469 | field rectifier field02 |  |  | WTGs | Each | 0 | 48340 |  |  | REpower USA |  | 0
REPWR-PRT-1470 | TopTherm Fan &amp; Filter unit SK 3243.100 |  |  | WTGs | Each | 0 | 48672 |  |  | REpower USA |  | 0
REPWR-PRT-1471 | Anemom.,cup,Thies,fixed cab.5m,connector |  |  | WTGs | Each | 0 | 48681 |  |  | REpower USA |  | 0
REPWR-PRT-1472 | Push-button, M22-D-G-X1, green, reset |  |  | WTGs | Each | 0 | 48842 |  |  | REpower USA |  | 0
REPWR-PRT-1474 | Slip ring unit, gold wire, MM92 |  |  | WTGs | Each | 0 | 22617D |  |  | REpower USA |  | 0
REPWR-PRT-1476 | Gearbox, Winergy PEAB4481- 60Hz, MM92 |  |  | WTGs | Each | 0 | 26188A |  |  | REpower USA |  | 0
REPWR-PRT-1479 | Controller GEL 8231Y013a, Lust, MD-MM82 |  |  | WTGs | Each | 0 | 28392A |  |  | REpower USA |  | 0
REPWR-PRT-1482 | absolute encoder LDT/R/AE 24B/SSI |  |  | WTGs | Each | 0 | 28664A |  |  | REpower USA
REPWR-PRT-1483 | absolute encoder LDT/R/AE 24B/SSI |  |  | WTGs | Each | 0 | 28664D |  |  | REpower USA
REPWR-PRT-1505 | IGBT power Stack G-S 302 TSS slave PG-1 |  |  | WTGs | Each | 0 | 34748D |  |  | REpower USA
MSTGH-BOP-PRT-0001 | Riser cable terminations (spare cones) - 1000 mcm 35kv |  | Mustang Hills | Substation | Each | 262 |  |  |  | EverPower |  | 2
MSTGH-BOP-PRT-0002 | Riser cable terminations (spare cones) - 1250 mcm 35kv |  | Mustang Hills | Substation | Each | 286 |  |  |  | EverPower |  | 3
MSTGH-BOP-PRT-0003 | 35.5kv Arrestor |  | Mustang Hills | Substation | Each | 1055 |  |  |  | EverPower |  | 2 | IABB Style# Q027MAOZ!M!BB Manual# EXUM Q
MSTGH-BOP-PRT-0004 | 230 kv Arrestor |  | Mustang Hills | Substation | Each | 6384 |  |  |  | EverPower |  | 2 | lABS Style # P192TA1521\l!BB Manual # EXU M P
MSTGH-BOP-PRT-0005 | Southern stats cap Switch |  | Mustang Hills | Substation | Each | 49078 |  |  |  | EverPower |  | 1
MSTGH-BOP-PRT-0006 | 2GUA28500c17p Rated 500 kvar @19.92 kv |  | Mustang Hills | Substation | Each | 1895 |  |  |  | EverPower |  | 2
MSTGH-BOP-PRT-0007 | ABB Expulsion type CXP |  | Mustang Hills | Substation | Each | 74 |  |  |  | EverPower |  | 3 | Fuses 10 per box
MSTGH-BOP-PRT-0008 | Trench 34.5kv PT (Meatering) |  | Mustang Hills | Substation | Each | 5385 |  |  |  | EverPower |  | 1 | Type IH-200-252
MSTGH-BOP-PRT-0009 | Kulhman 34.5kv PT (Protection) |  | Mustang Hills | Substation | Each | 5385 |  |  |  | EverPower |  | 1 | Type SPOF-200
MSTGH-BOP-PRT-0010 | Kullman 230kv PT |  | Mustang Hills | Substation | Each | 13120 |  |  |  | EverPower |  | 1 | Type DFK-245
MSTGH-BOP-PRT-0011 | 230 KV Vertical Break Disconnect Switch parts |  | Mustang Hills | Substation | Each | 5200 |  |  |  | EverPower |  | 1 | Blades and shoes only (not complete switch}
MSTGH-BOP-PRT-0012 | Porcelain bushing 38 kV -1200 A |  | Mustang Hills | Substation | Each | 1550 |  |  |  | EverPower |  | 2 | IA51462-00S (Same for substation and windfarm side)
MSTGH-BOP-PRT-0013 | Hico 34.5kv Bushing |  | Mustang Hills | Substation | Each | 7320 |  |  |  | EverPower |  | 1 | IABB Style # T03423000AK; ABB Manual# 44-6650
MSTGH-BOP-PRT-0014 | Hico 230kv Bushing |  | Mustang Hills | Substation | Each | 19970 |  |  |  | EverPower |  | 1 | ABB Style #TI96W1216XP I!IBB Manual # 44-666G
MSTGH-BOP-PRT-0015 | SEL351S |  | Mustang Hills | Substation | Each | 6310 |  |  |  | EverPower |  | 1 | 0351S7XHC3A5421
MSTGH-BOP-PRT-0016 | BUSSMAN - FUSE |  | Mustang Hills | Substation | Each | 3 |  |  |  | EverPower |  | 15 | part # NON-10
MSTGH-BOP-PRT-0017 | BUSSMAN - FUSE |  | Mustang Hills | Substation | Each | 3.8 |  |  |  | EverPower |  | 15 | Part #NON-6
MSTGH-BOP-PRT-0018 | Fuse lOA for Control Circuit brand SAW |  | Mustang Hills | Substation | Each | 3 |  |  |  | EverPower |  | 5 | Model gG
MSTGH-BOP-PRT-0019 | Fuse 16 A for Control Circuit brand SAW |  | Mustang Hills | Substation | Each | 3 |  |  |  | EverPower |  | 3 | Model gG
MSTGH-BOP-PRT-0020 | 12SO mcm 35 kV Cable |  | Mustang Hills | Collection System | Each | 260 |  |  |  | EverPower |  | 6
MSTGH-BOP-PRT-0021 | Surge Arrester Assembly |  | Mustang Hills | Collection System | Each | 620 |  |  |  | EverPower |  | 3
MSTGH-BOP-PRT-0022 | l250 mcm 35 kV Cable |  | Mustang Hills | Collection System | Each | 660 |  |  |  | EverPower |  | 6
MSTGH-BOP-PRT-0028 | lightning Arrestor |  | Mustang Hills | Collection System | Each | 460 |  |  |  | EverPower |  | 2 | Cooper
MSTGH-BOP-PRT-0029 | 34.5kv Insulator |  | Mustang Hills | Collection System | Each | 164 |  |  |  | EverPower |  | 2
REPWR-PRT-1507 | Slip Ring Unit, MM92 SR |  |  | WTGs | Each | 0 | 48826 |  |  | REpower USA
REPWR-PRT-1509 | Slip Ring Unit, MM92 SR |  |  | WTGs | Each | 0 | 44462D |  |  | REpower USA
REPWR-PRT-1510 | Gastops particle counter |  |  | WTGs | Each | 0 | 47620A |  |  | REpower USA
REPWR-PRT-1511 | Aviation light Flash Tec FTB 360i |  |  | WTGs | Each | 0 | 37736 |  |  | REpower USA
KRAYN-BOP-PRT-0001 | Hoppecke Battery Cap Bayonet | Hoppecke Batteries Inc. | Highland 1 | Substation | Each | 3 | 714-521-0165 |  |  | EverPower |  | 0
KRAYN-BOP-PRT-0002 | Hoppecke AquaGen Battery Cap | Hoppecke Batteries Inc. | Highland 1 | Substation | Each | 16.5 | PT-H |  |  | EverPower |  | 0
TWINR-BOP-PRT-0044 | Fiber Splice Enclosure_ALF Coyote Dome | Pike Energy Solutions | Twin Ridges | Tie Line | Each | 285.11 |  |  | 8006877 | EverPower | Preformed Line Products | 2
TWINR-BOP-PRT-0045 | Fiber Splice Tray Coyote Lite-Grip Short Tray | Pike Energy Solutions | Twin Ridges | Tie Line | Each | 19.09 |  |  | LGSTS16 | EverPower | Preformed Line Products | 4
VESTA-PRT-0001 | #3 FEMALE |  |  |  |  | 1.98 | 784318 |  |  | Vestas |  | 0
VESTA-PRT-0002 | #4 FEMALE |  |  |  |  | 1.98 | 784320 |  |  | Vestas |  | 0
VESTA-PRT-0003 | #4 MALE |  |  |  |  | 1.98 | 784319 |  |  | Vestas |  | 0
VESTA-PRT-0004 | #5 FEMALE |  |  |  |  | 1.92 | 784322 |  |  | Vestas |  | 0
VESTA-PRT-0005 | #5 MALE |  |  |  |  | 1.76 | 784321 |  |  | Vestas |  | 0
VESTA-PRT-0006 | #6 FEMALE |  |  |  |  | 1.76 | 784324 |  |  | Vestas |  | 0
VESTA-PRT-0007 | #6 MALE |  |  |  |  | 1.76 | 784323 |  |  | Vestas |  | 0
VESTA-PRT-0008 | #7 FEMALE |  |  |  |  | 1.98 | 784326 |  |  | Vestas |  | 0
VESTA-PRT-0009 | #7 MALE |  |  |  |  | 1.76 | 784325 |  |  | Vestas |  | 0
VESTA-PRT-0010 | #8 MALE |  |  |  |  | 1.76 | 784327 |  |  | Vestas |  | 0
VESTA-PRT-0011 | 1 1/16-12 X 3/4 T-INDSKR BSP |  |  |  |  | 26.22 | 131220 |  |  | Vestas |  | 0
VESTA-PRT-0016 | 1/3 NOSE CONE, R7035 |  |  |  |  | 1943.19 | 781006 |  |  | Vestas |  | 0
VESTA-PRT-0018 | 10M WIRE, THIMPLE AND SHACKLE |  |  |  |  | 87.23 | 107725 |  |  | Vestas |  | 0
VESTA-PRT-0019 | 1IODE MODULE 600 A 1600V |  |  |  |  | 310.36 |  |  |  | Vestas |  | 0
VESTA-PRT-0020 | 1RESS. SENSOR IFM 0-10 BAR |  |  |  |  | 260.83 | 109654 |  |  | Vestas |  | 0
VESTA-PRT-0021 | 1UIDE F.DISC SPRINGS,YAW SYS. |  |  |  |  | 17.78 | 707830 |  |  | Vestas |  | 0
VESTA-PRT-0023 | 2 BSP MALE KING KOBL AISI 316 |  |  |  |  | 50.39 | 130343 |  |  | Vestas |  | 0
VESTA-PRT-0025 | 2 BSP X 2 BSPT |  |  |  |  | 38.32 | 130998 |  |  | Vestas |  | 0
VESTA-PRT-0029 | 24 POL PLUG FEMALE |  |  |  |  | 14.28 | 190831 |  |  | Vestas |  | 0
VESTA-PRT-0030 | 2-SPEED FAN MOTOR 60HZ UL |  |  |  |  | 1395.05 | 193867 |  |  | Vestas |  | 0
VESTA-PRT-0031 | 2X17W UL 110-277V-LEFT |  |  |  |  | 334.09 | 195527 |  |  | Vestas |  | 0
VESTA-PRT-0032 | 2X17W UL 110-277V-LOOP |  |  |  |  | 302.37 | 195524 |  |  | Vestas |  | 0
VESTA-PRT-0033 | 2X17W UL 110-277V-VERT/PLUG |  |  |  |  | 364.65 | 195525 |  |  | Vestas |  | 0
VESTA-PRT-0034 | 3085MM WIRE M. KOVS &amp; CROSBY |  |  |  |  | 69.87 | 107726 |  |  | Vestas |  | 0
VESTA-PRT-0035 | 3K SEALING BAND 30X40mm |  |  |  |  | 9.08 | 103489 |  |  | Vestas |  | 0
VESTA-PRT-0037 | 3rd stage D-gear 60Hz |  |  |  |  | 89174.74 | 118141 |  |  | Vestas |  | 0
VESTA-PRT-0038 | 4/2 DIRECTION VALVE |  |  |  |  | 505.95 | 105116 |  |  | Vestas |  | 0
VESTA-PRT-0039 | 44M POLYPROPYLENE BLADE BAG |  |  |  |  | 97.44 | 113004 |  |  | Vestas |  | 0
VESTA-PRT-0040 | 45DEGR FIT.,ADJUST16-12V40MXS |  |  |  |  | 50.9 | 131154 |  |  | Vestas |  | 0
VESTA-PRT-0041 | 6-KT SKR. M16X60 10.9 DT-DSGZ |  |  |  |  | 1.64 | 152441 |  |  | Vestas |  | 0
VESTA-PRT-0042 | 6-KT SKR. M39X230 8.8 TZN |  |  |  |  | 25.52 | 155162 |  |  | Vestas |  | 0
VESTA-PRT-0044 | ACCELL. SP7857 25KG |  |  |  |  | 87.72 |  |  |  | Vestas |  | 0
VESTA-PRT-0045 | ACORN NUT M12 A4-70 |  |  |  |  | 4.63 | 157559 |  |  | Vestas |  | 0
VESTA-PRT-0046 | ACTUATOR LINEAR 24VDC 500N 130MM |  |  |  |  | 288.91 | 115285 |  |  | Vestas |  | 0
VESTA-PRT-0047 | ACTUATOR LINEAR 24VDC 500N 20MM |  |  |  |  | 281.26 | 115287 |  |  | Vestas |  | 0
VESTA-PRT-0048 | ADAPTER FOR ENCODER |  |  |  |  | 6.24 | 753367 |  |  | Vestas |  | 0
VESTA-PRT-0049 | ADJUSTABLE FEET M8 X 30MM PSG50 |  |  |  |  | 13.26 | 115321 |  |  | Vestas |  | 0
VESTA-PRT-0050 | ADJUSTING WASHER |  |  |  |  | 21.66 | 158787 |  |  | Vestas |  | 0
VESTA-PRT-0051 | AIR BREATH FLTR ELEMENT 3UM PI0121 SM-L |  |  |  |  | 66.27 | 109084 |  |  | Vestas |  | 0
VESTA-PRT-0052 | AIR COOLED CHOPPER RESISTOR |  |  |  |  | 7028.65 | 188631 |  |  | Vestas |  | 0
VESTA-PRT-0053 | AIR FILTER |  |  |  |  | 486.38 | 753044 |  |  | Vestas |  | 0
VESTA-PRT-0054 | AIR FILTER KL90 3MY |  |  |  |  | 49.96 | 109205 |  |  | Vestas |  | 0
VESTA-PRT-0055 | AIR FILTER VCS-MW |  |  |  |  | 81.81 | 101292 |  |  | Vestas |  | 0
VESTA-PRT-0056 | AIR/AIR COOLER VCS SECTION |  |  |  |  | 2868.25 | 101052 |  |  | Vestas |  | 0
VESTA-PRT-0057 | AIR/AIR COOLER W. FILTER 3MW |  |  |  |  | 3418.08 | 101293 |  |  | Vestas |  | 0
VESTA-PRT-0058 | AIRFILTER W.SILICAGELRMF-K96-R |  |  |  |  | 283.65 | 109206 |  |  | Vestas |  | 0
VESTA-PRT-0059 | ALLEN SCREW EKSTREM LOW HEAD |  |  |  |  | 0.3 |  |  |  | Vestas |  | 0
VESTA-PRT-0060 | AMPREG 20 FAST HARDENER HARD |  |  |  |  | 45.65 |  |  |  | Vestas |  | 0
VESTA-PRT-0061 | AMPREG 20 FAST HARDENER, RESIN |  |  |  |  | 28.25 |  |  |  | Vestas |  | 0
VESTA-PRT-0062 | ANCHOR FOR CABLE TIE (STRIP) |  |  |  |  | 1.22 | 115544 |  |  | Vestas |  | 0
VESTA-PRT-0063 | ANCHORAGE |  |  |  |  | 20.64 | 788049 |  |  | Vestas |  | 0
VESTA-PRT-0064 | ANEMOMETER MICRO COMPLETE |  |  |  |  | 334.9 | 872300 |  |  | Vestas |  | 0
VESTA-PRT-0065 | ANG. W UNION 1 1/16X1 1/16 JIC |  |  |  |  | 16.61 | 131221 |  |  | Vestas |  | 0
VESTA-PRT-0066 | ANGEL NIPPEL |  |  |  |  | 10.15 | 131149 |  |  | Vestas |  | 0
VESTA-PRT-0067 | ANGLE 130 X 130 X 12 |  |  |  |  | 259.7 | 788602 |  |  | Vestas |  | 0
VESTA-PRT-0069 | ANGLE BAR FOR CRANE DAMPER |  |  |  |  | 39.42 | 788140 |  |  | Vestas |  | 0
VESTA-PRT-0071 | ANGLE FITTING 10-12C40MXS |  |  |  |  | 19.03 | 131192 |  |  | Vestas |  | 0
VESTA-PRT-0072 | ANGLE FOR CABLE |  |  |  |  | 3.21 | 783444 |  |  | Vestas |  | 0
VESTA-PRT-0073 | ANGLE FOR CABLE |  |  |  |  | 2.22 | 878847 |  |  | Vestas |  | 0
VESTA-PRT-0074 | ANGLE FOR CHAIN BOX |  |  |  |  | 27.4 | 788626 |  |  | Vestas |  | 0
VESTA-PRT-0075 | ANGLE GALV. 1/4 IN/OUT |  |  |  |  | 2.36 | 131166 |  |  | Vestas |  | 0
VESTA-PRT-0076 | ANGLE HINGE 25X25MM IPA |  |  |  |  | 1.28 |  |  |  | Vestas |  | 0
VESTA-PRT-0077 | ANGLE HOLDER F. DOOR STOP |  |  |  |  | 10.27 | 788298 |  |  | Vestas |  | 0
VESTA-PRT-0078 | ANGLE IRON F. CABLE T. ON GEAR |  |  |  |  | 4.07 | 788897 |  |  | Vestas |  | 0
VESTA-PRT-0081 | ANGULAR HYD.FITT. 12-8 C40 MXS |  |  |  |  | 14.84 | 131181 |  |  | Vestas |  | 0
VESTA-PRT-0082 | ARC DETECTING RELAY 24VDC |  |  |  |  | 1294.29 | 195064 |  |  | Vestas |  | 0
VESTA-PRT-0083 | ARC DETECTOR 15M 601D0200-15 |  |  |  |  | 349.42 | 195062 |  |  | Vestas |  | 0
VESTA-PRT-0084 | ARC DETECTOR 5M 601D0200-05 |  |  |  |  | 312.49 | 195060 |  |  | Vestas |  | 0
VESTA-PRT-0085 | ARM FOR LCTU 510MM |  |  |  |  | 21.83 | 781177 |  |  | Vestas |  | 0
VESTA-PRT-0086 | ARM FOR LCTU, 366MM |  |  |  |  | 16.29 | 761561 |  |  | Vestas |  | 0
VESTA-PRT-0087 | ARRET&#201;R PUNCH |  |  |  |  | 166.27 | 782125 |  |  | Vestas |  | 0
VESTA-PRT-0088 | ARRETERPUNCH SUBASSEMBLY PAN HEAD |  |  |  |  | 881.28 | 782131 |  |  | Vestas |  | 0
VESTA-PRT-0089 | ARROW 1 |  |  |  |  | 11.04 | 208021 |  |  | Vestas |  | 0
VESTA-PRT-0090 | ASS. PL. RIGGING SCREWS TRAFO |  |  |  |  | 418.29 | 788604 |  |  | Vestas |  | 0
VESTA-PRT-0091 | ASSEMBLE BRACKET B1 1149254 |  |  |  |  | 1.94 | 117146 |  |  | Vestas |  | 0
VESTA-PRT-0092 | ASSEMBLE BRACKET B2 1149255 |  |  |  |  | 1.36 | 117147 |  |  | Vestas |  | 0
VESTA-PRT-0093 | ASSEMBLE BRACKET B3 1149256 |  |  |  |  | 3.66 | 117148 |  |  | Vestas |  | 0
VESTA-PRT-0094 | AUTOLUBE PERMA12,TEXACO HYTEX |  |  |  |  | 452.06 | 149022 |  |  | Vestas |  | 0
VESTA-PRT-0095 | AUTORESET MODUL LUFDA01 |  |  |  |  | 112.09 | 184801 |  |  | Vestas |  | 0
VESTA-PRT-0096 | AUX CONTACT 1NO LU9BN11 |  |  |  |  | 6.06 | 184817 |  |  | Vestas |  | 0
VESTA-PRT-0097 | AUX CONTACT CA5-10 |  |  |  |  | 6.18 |  |  |  | Vestas |  | 0
VESTA-PRT-0098 | AUX CONTACT CAL 16-11C 1NO+1NC |  |  |  |  | 25.71 |  |  |  | Vestas |  | 0
VESTA-PRT-0099 | AUX CONTACT CAL 5-11B 1NO+1NC |  |  |  |  | 14.99 |  |  |  | Vestas |  | 0
VESTA-PRT-0100 | AUX CONTACT CAL18-11B 1NO+1NC |  |  |  |  | 15.05 |  |  |  | Vestas |  | 0
VESTA-PRT-0101 | AUX CONTACT CEL18-10-W0,1 1NO |  |  |  |  | 40.45 |  |  |  | Vestas |  | 0
VESTA-PRT-0102 | AUX CONTACT LUA1C11 1NO+1NC |  |  |  |  | 17.25 | 184802 |  |  | Vestas |  | 0
VESTA-PRT-0103 | AUX CONTACT OA3G01 FOR OT400 |  |  |  |  | 32.49 | 189159 |  |  | Vestas |  | 0
VESTA-PRT-0104 | AUX CONTACT VZ0 25A 1P NO UL |  |  |  |  | 15.35 | 184815 |  |  | Vestas |  | 0
VESTA-PRT-0105 | AUX. CONTACT OA1G10 1NO 6A |  |  |  |  | 16.48 | 60005642 |  |  | Vestas |  | 0
VESTA-PRT-0106 | BALL BEARING 6336 MC4 LS |  |  |  |  | 0 | 105203 |  |  | Vestas |  | 0
VESTA-PRT-0110 | BALL HEAD &#216;20 EXTERNAL M12 THREAD |  |  |  |  | 31.49 | 106433 |  |  | Vestas |  | 0
VESTA-PRT-0111 | BALLUFF BES 516-370-G-E5-Y-S4 |  |  |  |  | 55.1 | 193882 |  |  | Vestas |  | 0
VESTA-PRT-0112 | BARCKET, CONTROL BOX, 143MM |  |  |  |  | 9.42 | 788319 |  |  | Vestas |  | 0
VESTA-PRT-0113 | BARRIER SUPPORT 0018-0000 |  |  |  |  | 1.56 |  |  |  | Vestas |  | 0
VESTA-PRT-0114 | BASE FOR ION S60 |  |  |  |  | 15.78 | 116225 |  |  | Vestas |  | 0
VESTA-PRT-0115 | BASE PLATE FOR CONTROLLER BOX |  |  |  |  | 150.92 | 781188 |  |  | Vestas |  | 0
VESTA-PRT-0116 | BASE PLATE FOR LCTU |  |  |  |  | 23.03 | 761563 |  |  | Vestas |  | 0
VESTA-PRT-0117 | BASIC UNIT 12A LUB 12 |  |  |  |  | 71.6 | 184800 |  |  | Vestas |  | 0
VESTA-PRT-0118 | BATTERY 6V 130AH POWER SAFE SCANPOCON |  |  |  |  | 611.07 | 188458 |  |  | Vestas |  | 0
VESTA-PRT-0119 | BATTERY CHARGER 230/27.4V ADC5483R 10A |  |  |  |  | 668.76 | 188457 |  |  | Vestas |  | 0
VESTA-PRT-0120 | BATTERY PLATE |  |  |  |  | 4.98 | 118513 |  |  | Vestas |  | 0
VESTA-PRT-0121 | BATTRY PACK FOR UPS 3000/5000 |  |  |  |  | 2113.26 | 186208 |  |  | Vestas |  | 0
VESTA-PRT-0122 | BEAM FOR DOOR HINGES |  |  |  |  | 269.66 | 786320 |  |  | Vestas |  | 0
VESTA-PRT-0123 | BEAM FOR LOWER TRAVELLING, WEL |  |  |  |  | 2278.03 | 788789 |  |  | Vestas |  | 0
VESTA-PRT-0124 | BEARING 6336 M C4 J20 A |  |  |  |  | 6896.05 | 107045 |  |  | Vestas |  | 0
VESTA-PRT-0125 | BEARING &#216;126 |  |  |  |  | 48.63 | 781709 |  |  | Vestas |  | 0
VESTA-PRT-0126 | BEARING, SLIDE BPV-0083 |  |  |  |  | 110.09 | 131512 |  |  | Vestas |  | 0
VESTA-PRT-0127 | BED FOR CABLE BRACKET |  |  |  |  | 28.83 | 786126 |  |  | Vestas |  | 0
VESTA-PRT-0130 | BENT SUPPORT FOR SENSOR |  |  |  |  | 30.04 | 782431 |  |  | Vestas |  | 0
VESTA-PRT-0131 | BESLAG FOR ACTUATOR |  |  |  |  | 41.63 | 787531 |  |  | Vestas |  | 0
VESTA-PRT-0132 | BLADE 44M RAL 7035, 3MW |  |  |  |  | 271299.2 | 781472 |  |  | Vestas |  | 0
VESTA-PRT-0133 | BLADE BEA. &#216;2120 X &#216;1697 X 250 |  |  |  |  | 51034.55 | 107036 |  |  | Vestas |  | 0
VESTA-PRT-0134 | BLIND PLUG M50 BRASS |  |  |  |  | 16.08 | 193834 |  |  | Vestas |  | 0
VESTA-PRT-0135 | BLIND RIVET, &#216;4.8X24.2,73AS,RH |  |  |  |  | 0.09 | 159641 |  |  | Vestas |  | 0
VESTA-PRT-0136 | BLIND STOP BM20GPS |  |  |  |  | 0.22 | 193732 |  |  | Vestas |  | 0
VESTA-PRT-0137 | BLIND STOP BM25GPS |  |  |  |  | 0.19 | 193733 |  |  | Vestas |  | 0
VESTA-PRT-0138 | BLOCK FOR LEVEL BLOCK |  |  |  |  | 86.69 | 783126 |  |  | Vestas |  | 0
VESTA-PRT-0139 | BOLT HEXAGON M10X 90 A4-70 |  |  |  |  | 3.12 | 152391 |  |  | Vestas |  | 0
VESTA-PRT-0140 | BOLT HEXAGON M12X120 8.8 TZN |  |  |  |  | 1.28 | 152034 |  |  | Vestas |  | 0
VESTA-PRT-0141 | BOLT HEXAGON M16X150 8.8 TZN |  |  |  |  | 2.27 | 152240 |  |  | Vestas |  | 0
VESTA-PRT-0142 | BOLT HEXAGON M8X 60 A4-70 |  |  |  |  | 1.2 | 152369 |  |  | Vestas |  | 0
VESTA-PRT-0143 | BOLT HEXAGONAL M12X150 8.8 TZN |  |  |  |  | 1.64 | 153427 |  |  | Vestas |  | 0
VESTA-PRT-0144 | BOLT ISO 4014 - M 6 x 40 - 8.8U - TZN |  |  |  |  | 0.17 | 152202 |  |  | Vestas |  | 0
VESTA-PRT-0145 | BOLT ISO 4014 - M 8 x 35 - A4-70 |  |  |  |  | 0.58 | 152363 |  |  | Vestas |  | 0
VESTA-PRT-0146 | BOLT ISO 4014 - M 8 x 40 - A4-70 |  |  |  |  | 0.94 | 152364 |  |  | Vestas |  | 0
VESTA-PRT-0147 | BOLT ISO 4014 - M 8 x 50 - A4-70 |  |  |  |  | 0.87 | 152367 |  |  | Vestas |  | 0
VESTA-PRT-0148 | BOLT ISO 4014 - M10 x 150 - 8.8U - TZN |  |  |  |  | 2.09 | 152090 |  |  | Vestas |  | 0
VESTA-PRT-0149 | BOLT ISO 4014 - M10 x 40 - 8.8U - tZn |  |  |  |  | 0.36 | 154199 |  |  | Vestas |  | 0
VESTA-PRT-0150 | BOLT ISO 4014 - M10 x 45 - 8.8U - TZN |  |  |  |  | 0.41 | 152210 |  |  | Vestas |  | 0
VESTA-PRT-0151 | BOLT ISO 4014 - M10 x 50 - A4-70 |  |  |  |  | 1.73 | 152383 |  |  | Vestas |  | 0
VESTA-PRT-0152 | BOLT ISO 4014 - M10 x 60 - 8.8U - tZn |  |  |  |  | 0.53 | 152960 |  |  | Vestas |  | 0
VESTA-PRT-0153 | BOLT ISO 4014 - M10 x 65 - 10.9 - DELTA |  |  |  |  | 3.43 | 155148 |  |  | Vestas |  | 0
VESTA-PRT-0154 | BOLT ISO 4014 - M10 x 70 - 8.8 - A3J |  |  |  |  | 0.36 | 152055 |  |  | Vestas |  | 0
VESTA-PRT-0155 | BOLT ISO 4014 - M10 x 80 - 8.8 - A3J |  |  |  |  | 0.38 | 154482 |  |  | Vestas |  | 0
VESTA-PRT-0156 | Bolt ISO 4014 - M10 x 80 - 8.8U - tZn |  |  |  |  | 0.58 | 154483 |  |  | Vestas |  | 0
VESTA-PRT-0157 | BOLT ISO 4014 - M12 x 100 - 8.8U - TZN |  |  |  |  | 1.17 | 152501 |  |  | Vestas |  | 0
VESTA-PRT-0158 | BOLT ISO 4014 - M12 x 45 - 8.8U - tZn |  |  |  |  | 0.64 | 154318 |  |  | Vestas |  | 0
VESTA-PRT-0159 | BOLT ISO 4014 - M12 x 55 - 8.8U - TZN |  |  |  |  | 0.66 | 152097 |  |  | Vestas |  | 0
VESTA-PRT-0160 | BOLT ISO 4014 - M12 x 60 - 8.8U - TZN |  |  |  |  | 0.7 | 152224 |  |  | Vestas |  | 0
VESTA-PRT-0161 | BOLT ISO 4014 - M16 x 160 - 8.8U - TZN |  |  |  |  | 2.88 | 152152 |  |  | Vestas |  | 0
VESTA-PRT-0162 | BOLT ISO 4014 - M16 x 55 - 8.8U - tZn |  |  |  |  | 1.28 | 153508 |  |  | Vestas |  | 0
VESTA-PRT-0163 | BOLT ISO 4014 - M16 x 60 - 10.9U - tZn |  |  |  |  | 1.3 | 154387 |  |  | Vestas |  | 0
VESTA-PRT-0164 | Bolt ISO 4014 - M16 x 65 - 8.8U - tZn |  |  |  |  | 1.22 | 152233 |  |  | Vestas |  | 0
VESTA-PRT-0165 | BOLT ISO 4014 - M16 x 70 - 8.8U - tZn |  |  |  |  | 1.45 | 155144 |  |  | Vestas |  | 0
VESTA-PRT-0166 | BOLT ISO 4014 - M16 x 80 - 8.8U - TZN |  |  |  |  | 1.56 | 152236 |  |  | Vestas |  | 0
VESTA-PRT-0167 | BOLT ISO 4014 - M20 x 100 - 8.8U - tZn |  |  |  |  | 2.88 | 152986 |  |  | Vestas |  | 0
VESTA-PRT-0168 | Bolt ISO 4014 - M20 x 110 - 8.8U - tZn |  |  |  |  | 3.16 | 153568 |  |  | Vestas |  | 0
VESTA-PRT-0169 | BOLT ISO 4014 - M20 x 65 - 8.8U - TZN |  |  |  |  | 2.47 | 152256 |  |  | Vestas |  | 0
VESTA-PRT-0170 | BOLT ISO 4014 - M20 x 75 - 8.8U - TZN |  |  |  |  | 2.67 | 152257 |  |  | Vestas |  | 0
VESTA-PRT-0171 | BOLT ISO 4014 - M20 x 90 - 10.9U - TZN |  |  |  |  | 3.26 | 152259 |  |  | Vestas |  | 0
VESTA-PRT-0172 | BOLT ISO 4014 - M24 x 140 - 8.8U - TZN |  |  |  |  | 5.84 | 152145 |  |  | Vestas |  | 0
VESTA-PRT-0173 | BOLT ISO 4014 - M24 x 160 - 8.8U - TZN |  |  |  |  | 6.27 | 152340 |  |  | Vestas |  | 0
VESTA-PRT-0174 | BOLT ISO 4014 - M24 x 220 - 8.8U - tZn |  |  |  |  | 15.67 | 153426 |  |  | Vestas |  | 0
VESTA-PRT-0175 | BOLT ISO 4014 - M6 x 50 - 8.8U - TZN |  |  |  |  | 0.54 | 152203 |  |  | Vestas |  | 0
VESTA-PRT-0176 | BOLT ISO 4014 - M8 x 35 - 8.8U - TZN |  |  |  |  | 0.21 | 152193 |  |  | Vestas |  | 0
VESTA-PRT-0177 | BOLT ISO 4014 - M8 x 40 - 8.8U - tZn |  |  |  |  | 0.23 | 154512 |  |  | Vestas |  | 0
VESTA-PRT-0178 | BOLT ISO 4014 - M8 x 80 - 8.8U - TZN |  |  |  |  | 0.36 | 152206 |  |  | Vestas |  | 0
VESTA-PRT-0179 | BOLT ISO 4014 M 10 X 60 - A4-70 |  |  |  |  | 2.39 | 152385 |  |  | Vestas |  | 0
VESTA-PRT-0180 | BOLT ISO 4014 M 12 X 75 - 8.8U - TZN |  |  |  |  | 0.87 | 152976 |  |  | Vestas |  | 0
VESTA-PRT-0181 | BOLT ISO 4014 M 12 X 80 - 8.8 - GZN |  |  |  |  | 0.64 | 152071 |  |  | Vestas |  | 0
VESTA-PRT-0182 | BOLT ISO 4014 M 20 X 80 - 8.8U - TZN |  |  |  |  | 2.79 | 153451 |  |  | Vestas |  | 0
VESTA-PRT-0183 | BOLT ISO 4014 M 6 X 35 - A4-70 |  |  |  |  | 0.43 | 152352 |  |  | Vestas |  | 0
VESTA-PRT-0184 | BOLT ISO 4014 M 8 X 45 - A4-70 |  |  |  |  | 1.17 | 154779 |  |  | Vestas |  | 0
VESTA-PRT-0185 | BOLT ISO 4014 M8 X 55 A4-70 |  |  |  |  | 1.75 | 152368 |  |  | Vestas |  | 0
VESTA-PRT-0186 | BOLT ISO 4014 M8 X 90 A4-70 |  |  |  |  | 2.08 | 152371 |  |  | Vestas |  | 0
VESTA-PRT-0187 | BOLT M24X160 10.9 DT-DSGZ |  |  |  |  | 8 | 152436 |  |  | Vestas |  | 0
VESTA-PRT-0188 | BOLT M24X70 FOR GUIDE DISC SPRING |  |  |  |  | 3.05 | 723435 |  |  | Vestas |  | 0
VESTA-PRT-0189 | BOLT, LOCK F. BLADE |  |  |  |  | 35.78 | 721065 |  |  | Vestas |  | 0
VESTA-PRT-0190 | BOLT, STEEL M36 X 220 DELTA |  |  |  |  | 28.64 | 152404 |  |  | Vestas |  | 0
VESTA-PRT-0191 | BOLT, STEEL, M6X35, 8,8 FZB |  |  |  |  | 0.06 | 153442 |  |  | Vestas |  | 0
VESTA-PRT-0192 | BOTTOM W. LID F. 6 POL PLUG |  |  |  |  | 20.32 | 190836 |  |  | Vestas |  | 0
VESTA-PRT-0193 | BOX A56 |  |  |  |  | 209.38 | 784899 |  |  | Vestas |  | 0
VESTA-PRT-0194 | BOX-A207/208/211 |  |  |  |  | 349.72 | 783548 |  |  | Vestas |  | 0
VESTA-PRT-0195 | BRACELOCK F. WIRE &#216;3 |  |  |  |  | 1.42 | 107718 |  |  | Vestas |  | 0
VESTA-PRT-0196 | BRACKET CLAMP F. FIXING RAILS FLAT BG/F1 |  |  |  |  | 1 | 116620 |  |  | Vestas |  | 0
VESTA-PRT-0197 | BRACKET F. ACCUMULATOR, HUB |  |  |  |  | 163.58 | 781797 |  |  | Vestas |  | 0
VESTA-PRT-0198 | BRACKET F. LIGHTNING BLOCK MK3 |  |  |  |  | 38.27 | 761567 |  |  | Vestas |  | 0
VESTA-PRT-0199 | BRACKET F. MOUN, OF BASE PLATE |  |  |  |  | 49.16 | 783457 |  |  | Vestas |  | 0
VESTA-PRT-0200 | BRACKET FOR ANEMOMETER |  |  |  |  | 303.63 | 787460 |  |  | Vestas |  | 0
VESTA-PRT-0201 | BRACKET FOR BRAKE HYDRAULIC |  |  |  |  | 11.41 | 783410 |  |  | Vestas |  | 0
VESTA-PRT-0202 | BRACKET FOR LAMP TRAFFO WALL |  |  |  |  | 10.59 | 789024 |  |  | Vestas |  | 0
VESTA-PRT-0203 | BRACKET FOR ROTATION RETAINER |  |  |  |  | 5.91 | 736934 |  |  | Vestas |  | 0
VESTA-PRT-0204 | BRACKET FOR WIND SENSOR |  |  |  |  | 287.1 | 808909 |  |  | Vestas |  | 0
VESTA-PRT-0205 | BRACKET TOP, BOX RIGHT, L-BAR |  |  |  |  | 31.23 | 788311 |  |  | Vestas |  | 0
VESTA-PRT-0206 | BRACKET VERT. COVERING HS |  |  |  |  | 1.58 | 114122 |  |  | Vestas |  | 0
VESTA-PRT-0207 | BRACKETS F. LADDERLEG L=135 |  |  |  |  | 5.48 | 736708 |  |  | Vestas |  | 0
VESTA-PRT-0208 | BRAKE DISC/HUB MACHINED, 3MW |  |  |  |  | 2234.35 | 783402 |  |  | Vestas |  | 0
VESTA-PRT-0209 | BRAKE PAD W. THERMISTOR |  |  |  |  | 223.11 | 115780 |  |  | Vestas |  | 0
VESTA-PRT-0210 | BRAKE PAD, W. WEAR INDICATOR |  |  |  |  | 173.42 | 115779 |  |  | Vestas |  | 0
VESTA-PRT-0211 | BRAKE PADS MPM 030 |  |  |  |  | 138.83 | 115760 |  |  | Vestas |  | 0
VESTA-PRT-0212 | BRAKE PADS MPM 030 W/THERMIS. |  |  |  |  | 205.05 | 704059 |  |  | Vestas |  | 0
VESTA-PRT-0213 | BREATHER HOSE FOR GEAROIL TANK |  |  |  |  | 149.89 | 781774 |  |  | Vestas |  | 0
VESTA-PRT-0214 | BREATHER PLUG FOR AIR FILTER HOUSING |  |  |  |  | 8.59 | 149250 |  |  | Vestas |  | 0
VESTA-PRT-0215 | BRUSH GEAR 3MW |  |  |  |  | 980.94 | 753483 |  |  | Vestas |  | 0
VESTA-PRT-0216 | BRUSH GEAR ASS. 3MW |  |  |  |  | 12736.03 | 753479 |  |  | Vestas |  | 0
VESTA-PRT-0217 | BRUSH GEAR FOR SLIP RING UNIT |  |  |  |  | 1313.22 | 753480 |  |  | Vestas |  | 0
VESTA-PRT-0218 | BRUSH HOLDER ASS. EMW |  |  |  |  | 1117.73 | 753481 |  |  | Vestas |  | 0
VESTA-PRT-0219 | BUFFER DPZ 100 |  |  |  |  | 29.51 | 114152 |  |  | Vestas |  | 0
VESTA-PRT-0220 | bundplade fzb dob. r&#248;rholder |  |  |  |  | 1.15 | 108978 |  |  | Vestas |  | 0
VESTA-PRT-0221 | BUS BAR LINK PS1/60 10mm2 F MCB 60X1P |  |  |  |  | 22.97 | 184967 |  |  | Vestas |  | 0
VESTA-PRT-0222 | BUSBAR CU 10x50x63MM L=63 |  |  |  |  | 12.6 |  |  |  | Vestas |  | 0
VESTA-PRT-0223 | BUSBAR CU 3x20x418MM VCS-MW |  |  |  |  | 13.56 | 765589 |  |  | Vestas |  | 0
VESTA-PRT-0224 | BUSBAR CU FLEX FB240416 |  |  |  |  | 58.32 |  |  |  | Vestas |  | 0
VESTA-PRT-0225 | BUSBAR CU FLEX PE PE-FB50224 |  |  |  |  | 12.22 | 130212 |  |  | Vestas |  | 0
VESTA-PRT-0226 | BUSBAR CU FLEX PE PE-FB50352 |  |  |  |  | 13.87 |  |  |  | Vestas |  | 0
VESTA-PRT-0227 | BUSBAR CU FLEX PE PE-FB50480 |  |  |  |  | 20.34 |  |  |  | Vestas |  | 0
VESTA-PRT-0228 | BUSBAR FOR DEHNGUARD 3POL |  |  |  |  | 3.73 | 188526 |  |  | Vestas |  | 0
VESTA-PRT-0229 | BUSBAR INSULATOR ISO 50xM10 551590 |  |  |  |  | 12.95 |  |  |  | Vestas |  | 0
VESTA-PRT-0230 | BUSBAR ISOLATOR ISO 40M8 |  |  |  |  | 10.47 | 60007330 |  |  | Vestas |  | 0
VESTA-PRT-0231 | BUSBAR SET CU L1A+L1B+L1C |  |  |  |  | 304.09 |  |  |  | Vestas |  | 0
VESTA-PRT-0232 | BUSBAR SET CU L2A+L2B+L2C+L2D |  |  |  |  | 328.46 |  |  |  | Vestas |  | 0
VESTA-PRT-0233 | BUSBAR SET CU L3A+L3B+L3C+L3D |  |  |  |  | 555.57 |  |  |  | Vestas |  | 0
VESTA-PRT-0234 | BUSBAR SPACER H=10 |  |  |  |  | 16.44 | 784585 |  |  | Vestas |  | 0
VESTA-PRT-0235 | BUSBAR SPACER H=17 |  |  |  |  | 18.23 | 784584 |  |  | Vestas |  | 0
VESTA-PRT-0236 | BUSBAR SUPPORT 3MW VCS/VCRS |  |  |  |  | 0.5 | 106360 |  |  | Vestas |  | 0
VESTA-PRT-0237 | BUSBAR VCRS |  |  |  |  | 17.78 | 784560 |  |  | Vestas |  | 0
VESTA-PRT-0238 | BUSBAR VCRS |  |  |  |  | 14.41 | 784582 |  |  | Vestas |  | 0
VESTA-PRT-0239 | BUSBAR,DEHNGUARD 4POL |  |  |  |  | 3.5 | 188529 |  |  | Vestas |  | 0
VESTA-PRT-0240 | BUSBARS |  |  |  |  | 614.12 | 753484 |  |  | Vestas |  | 0
VESTA-PRT-0241 | BUSH 6MM2 B6-12ET UNINSULATED |  |  |  |  | 0.19 | 115556 |  |  | Vestas |  | 0
VESTA-PRT-0242 | BUSH FOR LAMP, TRAFO WALL |  |  |  |  | 1.61 | 789025 |  |  | Vestas |  | 0
VESTA-PRT-0243 | BUSH FOR ROTATIONS RETAINER |  |  |  |  | 15.95 | 736270 |  |  | Vestas |  | 0
VESTA-PRT-0244 | BUSH &#216; 50 X &#216; 26 X 69 |  |  |  |  | 16.48 | 782414 |  |  | Vestas |  | 0
VESTA-PRT-0245 | BUSH &#216;2,4 X &#216;26,4 X 7 |  |  |  |  | 10.68 | 783776 |  |  | Vestas |  | 0
VESTA-PRT-0246 | BUSH &#216;30X&#216;11X10 |  |  |  |  | 11.47 | 783540 |  |  | Vestas |  | 0
VESTA-PRT-0247 | BUSH &#216;68X&#216;26X98,5 |  |  |  |  | 29.72 | 782413 |  |  | Vestas |  | 0
VESTA-PRT-0248 | BUSHING BRONZE &#216;8X&#216;10X5,5MM |  |  |  |  | 3.12 |  |  |  | Vestas |  | 0
VESTA-PRT-0249 | BUSHING F TRAFO &#216;42,4X&#216;17,4X70 |  |  |  |  | 237.39 | 788643 |  |  | Vestas |  | 0
VESTA-PRT-0250 | BUSHING FOR HYDRAULIC CYLINDER |  |  |  |  | 3.05 | 782126 |  |  | Vestas |  | 0
VESTA-PRT-0251 | BUSHING &#216;20X&#216;9X22 |  |  |  |  | 3.62 | 782435 |  |  | Vestas |  | 0
VESTA-PRT-0252 | CABEL TRAY 53 X 45 X 905 |  |  |  |  | 62.62 | 788905 |  |  | Vestas |  | 0
VESTA-PRT-0253 | CABEL W401A M12 |  |  |  |  | 72.07 | 782643 |  |  | Vestas |  | 0
VESTA-PRT-0254 | CABEL W401B M12 |  |  |  |  | 73.35 | 782644 |  |  | Vestas |  | 0
VESTA-PRT-0255 | CABEL W737 4X0,5 LSOH L=9M |  |  |  |  | 31.88 | 782833 |  |  | Vestas |  | 0
VESTA-PRT-0256 | CABEL W738 4x0,5 LSOH L=9M |  |  |  |  | 31.22 | 782834 |  |  | Vestas |  | 0
VESTA-PRT-0257 | CABEL W84c 3xAWG12 L=50m |  |  |  |  | 439.79 | 782843 |  |  | Vestas |  | 0
VESTA-PRT-0258 | CABINET ASS. 785440 |  |  |  |  | 804.07 |  |  |  | Vestas |  | 0
VESTA-PRT-0259 | CABINET EMERGENSY LUBRICATION |  |  |  |  | 725.79 |  |  |  | Vestas |  | 0
VESTA-PRT-0260 | CABINET FOR HUB A MW |  |  |  |  | 749.13 |  |  |  | Vestas |  | 0
VESTA-PRT-0261 | CABINET FOR HUB B MW |  |  |  |  | 749.13 |  |  |  | Vestas |  | 0
VESTA-PRT-0262 | CABINET FOR HUB C MW |  |  |  |  | 749.13 |  |  |  | Vestas |  | 0
VESTA-PRT-0263 | CABLE #10 - #60 L=2100MM |  |  |  |  | 84.63 | 784475 |  |  | Vestas |  | 0
VESTA-PRT-0264 | CABLE #10 - CT6244 L=2200MM |  |  |  |  | 145.94 | 784480 |  |  | Vestas |  | 0
VESTA-PRT-0265 | CABLE #20 - #39 L=1600MM |  |  |  |  | 82.96 | 784476 |  |  | Vestas |  | 0
VESTA-PRT-0266 | CABLE #20 - CT6244 L=4330MM |  |  |  |  | 194.35 | 784481 |  |  | Vestas |  | 0
VESTA-PRT-0267 | CABLE 3AWG12 L=28M |  |  |  |  | 272.73 | 782897 |  |  | Vestas |  | 0
VESTA-PRT-0268 | CABLE 4AWG14 L=32M |  |  |  |  | 370.21 | 782839 |  |  | Vestas |  | 0
VESTA-PRT-0269 | CABLE 4AWG14 L=38M |  |  |  |  | 436.7 | 782838 |  |  | Vestas |  | 0
VESTA-PRT-0270 | CABLE BELDEN 89182 2X22AWG |  |  |  |  | 191.15 | 194197 |  |  | Vestas |  | 0
VESTA-PRT-0271 | CABLE BRACKET 10-12MM |  |  |  |  | 0.79 | 148721 |  |  | Vestas |  | 0
VESTA-PRT-0272 | CABLE CLAMP &#216;65/&#216;110 |  |  |  |  | 74.29 | 724411 |  |  | Vestas |  | 0
VESTA-PRT-0273 | CABLE CLAMP &#216;76/110 LADDERLEG |  |  |  |  | 27.4 | 786110 |  |  | Vestas |  | 0
VESTA-PRT-0274 | CABLE CLIPS ERICO 4H24ST3-4 |  |  |  |  | 3.09 | 115545 |  |  | Vestas |  | 0
VESTA-PRT-0275 | CABLE CONDUIT SEGMA 15X25MM |  |  |  |  | 4.07 | 117154 |  |  | Vestas |  | 0
VESTA-PRT-0276 | CABLE EARTH LG6 L=0.15M |  |  |  |  | 5.78 | 765824 |  |  | Vestas |  | 0
VESTA-PRT-0277 | CABLE ENTRY KDL 6X17,5 |  |  |  |  | 46.82 | 106347 |  |  | Vestas |  | 0
VESTA-PRT-0278 | CABLE ENTRY SYSTEM TYPE KDL |  |  |  |  | 51.77 | 106356 |  |  | Vestas |  | 0
VESTA-PRT-0279 | CABLE FOR EMC PROTECTION 1X2.5 L=0.14M |  |  |  |  | 1.81 | 784362 |  |  | Vestas |  | 0
VESTA-PRT-0280 | CABLE FOR LCTU 50MM2 L=275MM |  |  |  |  | 75.8 | 781173 |  |  | Vestas |  | 0
VESTA-PRT-0281 | CABLE FOR UPS FEMALE L=2,25M |  |  |  |  | 34.03 | 782965 |  |  | Vestas |  | 0
VESTA-PRT-0282 | CABLE FOR UPS MALE L=2,25M |  |  |  |  | 35.2 | 782964 |  |  | Vestas |  | 0
VESTA-PRT-0283 | CABLE GLAND M16 POLYAMID FM16GPA |  |  |  |  | 0.51 | 193711 |  |  | Vestas |  | 0
VESTA-PRT-0284 | CABLE GLAND M20 POLYAMID FM20GPA |  |  |  |  | 0.51 | 193712 |  |  | Vestas |  | 0
VESTA-PRT-0285 | CABLE GLAND M25 POLYAMID FM25GPA |  |  |  |  | 0.87 | 193713 |  |  | Vestas |  | 0
VESTA-PRT-0286 | CABLE GLAND PG13 15MM BRASS |  |  |  |  | 2.67 | 194478 |  |  | Vestas |  | 0
VESTA-PRT-0287 | CABLE GLAND PG13,5 PA6 |  |  |  |  | 0.41 | 194476 |  |  | Vestas |  | 0
VESTA-PRT-0288 | CABLE GUIDE CLAMP |  |  |  |  | 9.25 | 726038 |  |  | Vestas |  | 0
VESTA-PRT-0289 | CABLE H07RN-F 3G1.5 750V 90&#176;C LSOH |  |  |  |  | 1.81 | 195211 |  |  | Vestas |  | 0
VESTA-PRT-0290 | CABLE H07RN-F 3G2.5 750V 90&#176;C LSOH |  |  |  |  | 2.99 | 195215 |  |  | Vestas |  | 0
VESTA-PRT-0291 | CABLE H07RN-F 4G1.5 750V 90&#176;C LSOH |  |  |  |  | 2.88 | 195212 |  |  | Vestas |  | 0
VESTA-PRT-0292 | CABLE H07RN-F 4G4 750V 90&#176;C LSOH |  |  |  |  | 7.29 | 195220 |  |  | Vestas |  | 0
VESTA-PRT-0293 | CABLE H07RN-F 5G2.5 750V 90&#176;C LSOH |  |  |  |  | 4.56 | 195218 |  |  | Vestas |  | 0
VESTA-PRT-0294 | CABLE HML-&#216; 1X50MM2 LSOH |  |  |  |  | 7.06 | 195202 |  |  | Vestas |  | 0
VESTA-PRT-0295 | CABLE INLET PG 13,5 BRASS |  |  |  |  | 9.59 | 194413 |  |  | Vestas |  | 0
VESTA-PRT-0296 | CABLE LADDER LEG F. MAGNET AWT |  |  |  |  | 71.19 | 786616 |  |  | Vestas |  | 0
VESTA-PRT-0297 | CABLE LADDER LEG F. MAGNET AWT |  |  |  |  | 45.93 | 786189 |  |  | Vestas |  | 0
VESTA-PRT-0298 | CABLE LADDER W.:600 |  |  |  |  | 508.61 | 786305 |  |  | Vestas |  | 0
VESTA-PRT-0299 | CABLE LI-2XC11Y 2X2X0.5 LSOH |  |  |  |  | 3.34 | 195248 |  |  | Vestas |  | 0
VESTA-PRT-0300 | CABLE LIHCH 10X1+S 250V LSOH |  |  |  |  | 1.99 | 195245 |  |  | Vestas |  | 0
VESTA-PRT-0301 | CABLE LIHCH 2X0.5+S 250V LSOH |  |  |  |  | 1.22 | 195239 |  |  | Vestas |  | 0
VESTA-PRT-0302 | CABLE LIHCH 2X0.75+S 250V LSOH |  |  |  |  | 2.08 | 195242 |  |  | Vestas |  | 0
VESTA-PRT-0303 | CABLE LIHCH 2X1.5+S 250V LSOH |  |  |  |  | 1.36 | 195246 |  |  | Vestas |  | 0
VESTA-PRT-0304 | CABLE LIHCH 4X0.5+S 250V LSOH |  |  |  |  | 1.61 | 195241 |  |  | Vestas |  | 0
VESTA-PRT-0305 | CABLE LIHCH 4X0.75+S 250V LSOH |  |  |  |  | 1.88 | 195243 |  |  | Vestas |  | 0
VESTA-PRT-0306 | CABLE LIHCH 6X1+S 250V LSOH |  |  |  |  | 2.24 | 195244 |  |  | Vestas |  | 0
VESTA-PRT-0307 | CABLE PATCH DUPLEX MM 62.5/125 |  |  |  |  | 36.93 | 60008830 |  |  | Vestas |  | 0
VESTA-PRT-0308 | CABLE PIPE PEH &#216;138/160 L=3000 |  |  |  |  | 275.54 | 726039 |  |  | Vestas |  | 0
VESTA-PRT-0309 | CABLE PIPE PEH &#216;138/160 L=500 |  |  |  |  | 103.09 | 726113 |  |  | Vestas |  | 0
VESTA-PRT-0310 | CABLE RAIL KBL 245X15 |  |  |  |  | 2.86 |  |  |  | Vestas |  | 0
VESTA-PRT-0311 | CABLE RELIEVING ZL 87 |  |  |  |  | 2.93 |  |  |  | Vestas |  | 0
VESTA-PRT-0312 | CABLE SENSOR 3X2X0.5 L=15M |  |  |  |  | 247.01 | 769113 |  |  | Vestas |  | 0
VESTA-PRT-0313 | CABLE SENSOR M12 STR 4P L=10 SCR |  |  |  |  | 67.68 |  |  |  | Vestas |  | 0
VESTA-PRT-0314 | CABLE SHOE FORK INSULATED 1,5 |  |  |  |  | 0.17 | 60006298 |  |  | Vestas |  | 0
VESTA-PRT-0315 | CABLE SHOE RING INSULATED 1,5 |  |  |  |  | 0.13 | 60006280 |  |  | Vestas |  | 0
VESTA-PRT-0316 | CABLE SJEOOW 3AWG12 300V 90 UL/CSA |  |  |  |  | 4.73 | 60008476 |  |  | Vestas |  | 0
VESTA-PRT-0317 | CABLE TIE 102X3MM BK WS 100-3 PARTEX |  |  |  |  | 0.02 |  |  |  | Vestas |  | 0
VESTA-PRT-0318 | CABLE TIE 140X2,4MM PLT1,5M-MO |  |  |  |  | 0.02 | 115534 |  |  | Vestas |  | 0
VESTA-PRT-0319 | CABLE TIE 140X2.4MM WHITE SST1.5MM |  |  |  |  | 0.02 | 115533 |  |  | Vestas |  | 0
VESTA-PRT-0320 | CABLE TIE 279X4,6MM SST3S-M |  |  |  |  | 0.17 | 115568 |  |  | Vestas |  | 0
VESTA-PRT-0321 | CABLE TIE 292x4.8mm PLT3S-C0 |  |  |  |  | 0.21 | 115517 |  |  | Vestas |  | 0
VESTA-PRT-0322 | CABLE TIE 368X7.6MM PLT4H TLO |  |  |  |  | 0.3 | 115614 |  |  | Vestas |  | 0
VESTA-PRT-0323 | CABLE TIE 510x12.7mm PRT5EH-CO |  |  |  |  | 1.24 | 115606 |  |  | Vestas |  | 0
VESTA-PRT-0324 | CABLE TIE MOUNT 19X19 ABMM-A-D |  |  |  |  | 0.17 | 115541 |  |  | Vestas |  | 0
VESTA-PRT-0325 | CABLE TIE MOUNT 29X29 ABMS-A-D |  |  |  |  | 0.28 | 115543 |  |  | Vestas |  | 0
VESTA-PRT-0326 | CABLE TRAY 53 X 45 X 100 |  |  |  |  | 35.1 | 789058 |  |  | Vestas |  | 0
VESTA-PRT-0327 | CABLE TRAY 53 X 45 X 1100 |  |  |  |  | 66.52 | 789048 |  |  | Vestas |  | 0
VESTA-PRT-0328 | CABLE TRAY 53 X 45 X 400 |  |  |  |  | 35.71 | 789033 |  |  | Vestas |  | 0
VESTA-PRT-0329 | CABLE TRAY MAIN GEAR EF901 |  |  |  |  | 1113.28 | 782493 |  |  | Vestas |  | 0
VESTA-PRT-0330 | CABLE W174A 5X1,5 LSOH L= 3,4M |  |  |  |  | 20.7 | 782791 |  |  | Vestas |  | 0
VESTA-PRT-0331 | CABLE W19 4X0,5MM2 LSOH |  |  |  |  | 31.17 | 782716 |  |  | Vestas |  | 0
VESTA-PRT-0332 | CABLE W203A M12 |  |  |  |  | 70.13 | 782961 |  |  | Vestas |  | 0
VESTA-PRT-0333 | CABLE W208 2x0,5MM2 HMUS |  |  |  |  | 28.49 | 782869 |  |  | Vestas |  | 0
VESTA-PRT-0334 | CABLE W210A 2x0,5MM2 HMUS |  |  |  |  | 45.27 | 782873 |  |  | Vestas |  | 0
VESTA-PRT-0335 | CABLE W210B 2x0,5MM2 HMUS |  |  |  |  | 35.82 | 782874 |  |  | Vestas |  | 0
VESTA-PRT-0336 | CABLE W210C 2x0,5MM2 HMUS |  |  |  |  | 36.29 | 782875 |  |  | Vestas |  | 0
VESTA-PRT-0337 | CABLE W211 2X1.5 L=11.5M |  |  |  |  | 40.27 | 784283 |  |  | Vestas |  | 0
VESTA-PRT-0338 | CABLE W211A 2x1,5MM2 HMUS |  |  |  |  | 28.49 | 782870 |  |  | Vestas |  | 0
VESTA-PRT-0339 | CABLE W211B 2x1,5MM2 HMUS |  |  |  |  | 28.49 | 782871 |  |  | Vestas |  | 0
VESTA-PRT-0340 | CABLE W211C 2x0,5MM2 |  |  |  |  | 14.56 | 782963 |  |  | Vestas |  | 0
VESTA-PRT-0341 | CABLE W212 2x1,5MM2 HMUS |  |  |  |  | 58.8 | 782876 |  |  | Vestas |  | 0
VESTA-PRT-0342 | CABLE W215A 2x0,5MM2 HMUS |  |  |  |  | 34.18 | 782882 |  |  | Vestas |  | 0
VESTA-PRT-0343 | CABLE W215B 2x0,5MM2 HMUS |  |  |  |  | 39.06 | 782883 |  |  | Vestas |  | 0
VESTA-PRT-0344 | CABLE W215C 2x0,5MM2 HMUS |  |  |  |  | 42.49 | 782884 |  |  | Vestas |  | 0
VESTA-PRT-0345 | CABLE W351A 4G2,5MM2 H07RN-F |  |  |  |  | 54.83 | 782662 |  |  | Vestas |  | 0
VESTA-PRT-0346 | CABLE W351B 4G2,5MM2 H07RN-F |  |  |  |  | 89.12 | 782663 |  |  | Vestas |  | 0
VESTA-PRT-0347 | CABLE W406A 4X0,5MM2 LSOH L=2M |  |  |  |  | 8.48 | 782672 |  |  | Vestas |  | 0
VESTA-PRT-0348 | CABLE W406B 4X0,5MM2 LSOH L=2,5M |  |  |  |  | 11.22 | 782673 |  |  | Vestas |  | 0
VESTA-PRT-0349 | CABLE W406C 4X0,5MM2 LSOH L=2,5M |  |  |  |  | 11.22 | 782674 |  |  | Vestas |  | 0
VESTA-PRT-0350 | CABLE W406D 4X0,5MM2 LSOH L=3M |  |  |  |  | 11.6 | 782675 |  |  | Vestas |  | 0
VESTA-PRT-0351 | CABLE W406E 4X0,5MM2 LSOH L=3M |  |  |  |  | 11.6 | 782676 |  |  | Vestas |  | 0
VESTA-PRT-0352 | CABLE W443 M12 |  |  |  |  | 65.17 | 782648 |  |  | Vestas |  | 0
VESTA-PRT-0353 | CABLE W503A 4X0,5 LSOH L=1,25M |  |  |  |  | 15.98 | 782729 |  |  | Vestas |  | 0
VESTA-PRT-0354 | CABLE W503B 4X0,5 LSOH L=1,25M |  |  |  |  | 18.12 | 782730 |  |  | Vestas |  | 0
VESTA-PRT-0355 | CABLE W503C 4X0,5 LSOH L=1,25M |  |  |  |  | 16.01 | 782731 |  |  | Vestas |  | 0
VESTA-PRT-0356 | CABLE W518A 4X0,5 LSOH L=1,25M |  |  |  |  | 16.1 | 782740 |  |  | Vestas |  | 0
VESTA-PRT-0357 | CABLE W518B 4X0,5 LSOH L=1,25M |  |  |  |  | 18.12 | 782741 |  |  | Vestas |  | 0
VESTA-PRT-0358 | CABLE W542B 2X0.5MM2 HMUS L=3,5M |  |  |  |  | 18.97 | 782761 |  |  | Vestas |  | 0
VESTA-PRT-0359 | CABLE W715 2X2X0.5 L=2250MM |  |  |  |  | 100.45 | 784470 |  |  | Vestas |  | 0
VESTA-PRT-0360 | CABLE W717 2X2X0.5 L=1300MM |  |  |  |  | 100.3 | 784473 |  |  | Vestas |  | 0
VESTA-PRT-0361 | CABLE W747 M12 |  |  |  |  | 72.2 | 782656 |  |  | Vestas |  | 0
VESTA-PRT-0362 | CABLE W785C |  |  |  |  | 83.92 | 782918 |  |  | Vestas |  | 0
VESTA-PRT-0363 | CABLE W787D CAN M12 L=4M UL |  |  |  |  | 134.16 | 782899 |  |  | Vestas |  | 0
VESTA-PRT-0364 | CABLE W796 PATCHCABLE L=9,5M |  |  |  |  | 68.83 | 782563 |  |  | Vestas |  | 0
VESTA-PRT-0365 | CABLE W80C 4XAWG14 L=50M |  |  |  |  | 591.81 | 782842 |  |  | Vestas |  | 0
VESTA-PRT-0366 | CABLE W83A-L1 1X150 UL |  |  |  |  | 475.63 | 782297 |  |  | Vestas |  | 0
VESTA-PRT-0367 | CABLE W83A-L2 1X150 UL |  |  |  |  | 485.27 | 782298 |  |  | Vestas |  | 0
VESTA-PRT-0368 | CABLE W83A-L3 1X150 UL |  |  |  |  | 516.4 | 782299 |  |  | Vestas |  | 0
VESTA-PRT-0369 | CABLE W868A M12 |  |  |  |  | 69.7 | 782803 |  |  | Vestas |  | 0
VESTA-PRT-0370 | CABLE W868B M12 |  |  |  |  | 78.87 | 782804 |  |  | Vestas |  | 0
VESTA-PRT-0371 | CABLE W868C SENSOR M12 L=10M |  |  |  |  | 68.91 | 782805 |  |  | Vestas |  | 0
VESTA-PRT-0372 | CABLE W870B M12 |  |  |  |  | 70.13 | 782851 |  |  | Vestas |  | 0
VESTA-PRT-0373 | CABLE W870C M12 |  |  |  |  | 106.01 | 782852 |  |  | Vestas |  | 0
VESTA-PRT-0374 | CABLE W873A SENSOR M12 L=10M |  |  |  |  | 121.49 | 782894 |  |  | Vestas |  | 0
VESTA-PRT-0375 | CABLE W873B M12 |  |  |  |  | 106.7 | 782895 |  |  | Vestas |  | 0
VESTA-PRT-0376 | CABLE W873C M12 |  |  |  |  | 62.3 | 782896 |  |  | Vestas |  | 0
VESTA-PRT-0377 | CABLE W876A 2X2X0.5 L=4570MM |  |  |  |  | 95.86 | 784472 |  |  | Vestas |  | 0
VESTA-PRT-0378 | CABLE W876G 2X2X0.5 L=16.2M |  |  |  |  | 584.58 | 784315 |  |  | Vestas |  | 0
VESTA-PRT-0379 | CABLE W878A 2X0.75 L=4.15M |  |  |  |  | 266.52 | 782611 |  |  | Vestas |  | 0
VESTA-PRT-0380 | CABLE W878B 2X0,34 M8-FEMALE |  |  |  |  | 119.85 | 782612 |  |  | Vestas |  | 0
VESTA-PRT-0381 | CABLE W878C 2X0,75 7POL CONNECTOR |  |  |  |  | 258.25 | 782609 |  |  | Vestas |  | 0
VESTA-PRT-0382 | CABLE W878C 2X0.75 L=3.7M |  |  |  |  | 119.38 | 782608 |  |  | Vestas |  | 0
VESTA-PRT-0383 | CABLE W878D 2X0.34 M8-FEMALE |  |  |  |  | 119.38 | 782610 |  |  | Vestas |  | 0
VESTA-PRT-0384 | CABLE W878E 2X0.75 L=3.3M |  |  |  |  | 259.08 | 782607 |  |  | Vestas |  | 0
VESTA-PRT-0385 | CABLE W884 BELDEN 2x22 |  |  |  |  | 488.08 | 784340 |  |  | Vestas |  | 0
VESTA-PRT-0386 | CABLE W885 CABLE BELDEN 2X22 L=9.1M |  |  |  |  | 269.59 | 782634 |  |  | Vestas |  | 0
VESTA-PRT-0387 | CABLE W89B 5G1,5 H07RN-F |  |  |  |  | 45.6 | 782602 |  |  | Vestas |  | 0
VESTA-PRT-0388 | CABLE W91B 5G2.5 L=10.5M |  |  |  |  | 89.23 | 784271 |  |  | Vestas |  | 0
VESTA-PRT-0389 | CABLE W933 4X0.75 L=10.5M |  |  |  |  | 46.58 | 784284 |  |  | Vestas |  | 0
VESTA-PRT-0390 | CABLE W979A HML-&#216; 1X6 G/G LSOH |  |  |  |  | 4.85 | 782777 |  |  | Vestas |  | 0
VESTA-PRT-0391 | CABLE W988B 1X50 HML-&#216; L=1M |  |  |  |  | 42.69 | 782768 |  |  | Vestas |  | 0
VESTA-PRT-0392 | CABLE W991A 1X50 L=35M |  |  |  |  | 543.03 | 747546 |  |  | Vestas |  | 0
VESTA-PRT-0393 | CABLE W991B 1X50 L=35M |  |  |  |  | 553.67 | 747547 |  |  | Vestas |  | 0
VESTA-PRT-0394 | CABLE W997A 1X240 A07RN-F L=0,65M |  |  |  |  | 99.52 | 782759 |  |  | Vestas |  | 0
VESTA-PRT-0395 | CABLE X20 - V521 L= 1870MM |  |  |  |  | 161.32 |  |  |  | Vestas |  | 0
VESTA-PRT-0396 | CABLE X24X - V524X L=1370MM |  |  |  |  | 102.15 |  |  |  | Vestas |  | 0
VESTA-PRT-0397 | CABLE X24Y - V524Y L=1950MM |  |  |  |  | 109.47 |  |  |  | Vestas |  | 0
VESTA-PRT-0398 | CABLE X25X - V525X L=1820MM |  |  |  |  | 109.28 |  |  |  | Vestas |  | 0
VESTA-PRT-0399 | CABLE X25Y - V525Y L=2250MM |  |  |  |  | 113.48 |  |  |  | Vestas |  | 0
VESTA-PRT-0400 | CABLE X26X - V526X L=2200MM |  |  |  |  | 97.82 |  |  |  | Vestas |  | 0
VESTA-PRT-0401 | CABLE X26Y - V526Y L=2500MM |  |  |  |  | 117.33 |  |  |  | Vestas |  | 0
VESTA-PRT-0402 | CABLEHOLDERBRACE &#216;76-&#216;110 |  |  |  |  | 28.64 | 786035 |  |  | Vestas |  | 0
VESTA-PRT-0403 | CABLELADDER W.:200 |  |  |  |  | 412.37 | 786304 |  |  | Vestas |  | 0
VESTA-PRT-0404 | CADDY CABLEHOLD ERICO4H58ST3-4 |  |  |  |  | 3.25 | 115542 |  |  | Vestas |  | 0
VESTA-PRT-0405 | CALLIPER, SIDE MOUNTED |  |  |  |  | 244.29 | 109827 |  |  | Vestas |  | 0
VESTA-PRT-0406 | CALLIPER, TOP MOUNTED |  |  |  |  | 244.29 | 109823 |  |  | Vestas |  | 0
VESTA-PRT-0407 | CAN CABLE NET CT 6050 |  |  |  |  | 709.55 | 784316 |  |  | Vestas |  | 0
VESTA-PRT-0408 | CAN-BUS CABLE 2M |  |  |  |  | 93.94 |  |  |  | Vestas |  | 0
VESTA-PRT-0409 | CAN-BUS CABLE 3M |  |  |  |  | 100.55 |  |  |  | Vestas |  | 0
VESTA-PRT-0410 | CAN-BUS CABLE 4M |  |  |  |  | 64.54 |  |  |  | Vestas |  | 0
VESTA-PRT-0411 | CAP 25kVAr 3x415V 50Hz GAS EPCOS |  |  |  |  | 235.95 |  |  |  | Vestas |  | 0
VESTA-PRT-0412 | CAP 30UF+-10% 400V DC |  |  |  |  | 79.67 | 188742 |  |  | Vestas |  | 0
VESTA-PRT-0413 | CAPACITOR 1.5UF +-5% 1000V |  |  |  |  | 9.14 |  |  |  | Vestas |  | 0
VESTA-PRT-0414 | CAPACITOR 1900PF DC 15KV |  |  |  |  | 34.82 |  |  |  | Vestas |  | 0
VESTA-PRT-0415 | CAPACITOR 3,9MF 500V 77X161 |  |  |  |  | 163.97 |  |  |  | Vestas |  | 0
VESTA-PRT-0416 | CAPACITOR 3900UF +-20% 500V |  |  |  |  | 111.34 |  |  |  | Vestas |  | 0
VESTA-PRT-0417 | CAPACITOR HOLDER &#216;77MM |  |  |  |  | 6.4 |  |  |  | Vestas |  | 0
VESTA-PRT-0418 | CAPACITOR SNUBBER 0.47UF 1200V EFF |  |  |  |  | 10.6 |  |  |  | Vestas |  | 0
VESTA-PRT-0419 | CARDBOARD FRAME1140X740X450MM |  |  |  |  | 14.65 | 117790 |  |  | Vestas |  | 0
VESTA-PRT-0420 | CASTLE SLEEVE 10 MM2 |  |  |  |  | 4.33 |  |  |  | Vestas |  | 0
VESTA-PRT-0421 | CB ADAPTOR UL DIST GV2GH7 |  |  |  |  | 6.78 | 189793 |  |  | Vestas |  | 0
VESTA-PRT-0422 | CB ADAPTOR UL DIST LU9 SP0 |  |  |  |  | 11.81 | 184812 |  |  | Vestas |  | 0
VESTA-PRT-0423 | CB BASE LUB32 |  |  |  |  | 116.14 | 184807 |  |  | Vestas |  | 0
VESTA-PRT-0424 | CB EMAX E3H PR122 LSIG |  |  |  |  | 11677.54 | 185027 |  |  | Vestas |  | 0
VESTA-PRT-0425 | CB GV2P14H7 6-10A 3P UL 400V |  |  |  |  | 140 | 189792 |  |  | Vestas |  | 0
VESTA-PRT-0426 | CB GV2-RT14 6-10A 400V Trafo |  |  |  |  | 122.79 | 189765 |  |  | Vestas |  | 0
VESTA-PRT-0427 | CB GV2-RT20 13-18A 400V Trafo |  |  |  |  | 114.82 | 189764 |  |  | Vestas |  | 0
VESTA-PRT-0428 | CB MO325 4.00 4A |  |  |  |  | 70.34 | 188267 |  |  | Vestas |  | 0
VESTA-PRT-0429 | CB MS325 12.5-16A |  |  |  |  | 70.34 | 188251 |  |  | Vestas |  | 0
VESTA-PRT-0430 | CB REV BASE LU2B12FU |  |  |  |  | 289.1 | 184808 |  |  | Vestas |  | 0
VESTA-PRT-0431 | CB T1N 100 UL/CSA MCP 50 |  |  |  |  | 628.1 | 189763 |  |  | Vestas |  | 0
VESTA-PRT-0432 | CB T2H 100 UL/CSA MCP 50 |  |  |  |  | 513.58 | 189762 |  |  | Vestas |  | 0
VESTA-PRT-0433 | CB T4L 250 UL/CSA MCP 150 |  |  |  |  | 2525.22 | 189760 |  |  | Vestas |  | 0
VESTA-PRT-0434 | CB T5L 600 UL/CSA PR222 LSIG |  |  |  |  | 4379.06 | 189761 |  |  | Vestas |  | 0
VESTA-PRT-0435 | CHAIN -/CHAINBAG GALVANIZED &#216;7MM 105M |  |  |  |  | 2771.28 | 107515 |  |  | Vestas |  | 0
VESTA-PRT-0436 | CHAIN BOX, MOUNTED |  |  |  |  | 1020.96 | 788625 |  |  | Vestas |  | 0
VESTA-PRT-0437 | CHAIN CASE TYPE 2 |  |  |  |  | 783.11 | 768526 |  |  | Vestas |  | 0
VESTA-PRT-0438 | CHAIN GUIDE |  |  |  |  | 370.32 | 768524 |  |  | Vestas |  | 0
VESTA-PRT-0439 | CHAIN LONG LINK &#216;5/1180mm PLASTIC |  |  |  |  | 35.48 | 107564 |  |  | Vestas |  | 0
VESTA-PRT-0440 | CHECK VALVE |  |  |  |  | 181.81 | 105117 |  |  | Vestas |  | 0
VESTA-PRT-0441 | CHECK VALVE |  |  |  |  | 272.75 | 105133 |  |  | Vestas |  | 0
VESTA-PRT-0442 | CHECK VALVE |  |  |  |  | 272.75 | 105134 |  |  | Vestas |  | 0
VESTA-PRT-0443 | CHECK VALVE 0,2 BAR |  |  |  |  | 88.17 | 105135 |  |  | Vestas |  | 0
VESTA-PRT-0444 | CHECK VALVE CV1-10-P-0-5 |  |  |  |  | 37.27 | 131083 |  |  | Vestas |  | 0
VESTA-PRT-0445 | CHOKE DC 100UH |  |  |  |  | 989.28 | 116886 |  |  | Vestas |  | 0
VESTA-PRT-0446 | CHOKE DISCHARGE DT10355-3 |  |  |  |  | 83.92 |  |  |  | Vestas |  | 0
VESTA-PRT-0447 | CHOKE FILTER GRID 3x0,2mH 550A |  |  |  |  | 4468.67 |  |  |  | Vestas |  | 0
VESTA-PRT-0448 | CIRCUIT BREAK T2L160 R100 3HFF MA160 3P |  |  |  |  | 515.09 | 189767 |  |  | Vestas |  | 0
VESTA-PRT-0449 | CIRCUIT BREAKER NS100H |  |  |  |  | 707.63 | 185006 |  |  | Vestas |  | 0
VESTA-PRT-0450 | CIRCUIT BREAKER T1B 160 TMD100 |  |  |  |  | 396.08 | 189749 |  |  | Vestas |  | 0
VESTA-PRT-0451 | CIRCUIT BREAKER T5L 630 R630 3SFF PR222 |  |  |  |  | 3195.55 | 189766 |  |  | Vestas |  | 0
VESTA-PRT-0452 | CIRCULAR LEGENDS ZBY9101 |  |  |  |  | 3.18 |  |  |  | Vestas |  | 0
VESTA-PRT-0453 | CLAMP 28.5MM BLACK |  |  |  |  | 1.42 | 193782 |  |  | Vestas |  | 0
VESTA-PRT-0454 | CLAMP AISI 316 11-17MM |  |  |  |  | 4.44 | 250447 |  |  | Vestas |  | 0
VESTA-PRT-0455 | CLAMP AISI 316 58-61MM |  |  |  |  | 28.43 | 250449 |  |  | Vestas |  | 0
VESTA-PRT-0456 | CLAMP FOR CU S2000 |  |  |  |  | 1.98 |  |  |  | Vestas |  | 0
VESTA-PRT-0457 | CLAMPING PLATE 40x40x4 &#216;18 tZn |  |  |  |  | 0.36 | 154650 |  |  | Vestas |  | 0
VESTA-PRT-0458 | CLAMPPROFILE 8514/5EPDM 15-623 |  |  |  |  | 10.53 | 137020 |  |  | Vestas |  | 0
VESTA-PRT-0459 | CLAMPPROFILE NO. 05-1006 |  |  |  |  | 9.25 | 137001 |  |  | Vestas |  | 0
VESTA-PRT-0460 | CLEVINS PIN WITH HOLE &#216;10 X29 |  |  |  |  | 5.04 | 787535 |  |  | Vestas |  | 0
VESTA-PRT-0461 | CLEVINS PIN WITH HOLE, &#216;8 X 16 |  |  |  |  | 3.25 | 787529 |  |  | Vestas |  | 0
VESTA-PRT-0462 | CLIP 104-138MM A4 |  |  |  |  | 10.79 | 145981 |  |  | Vestas |  | 0
VESTA-PRT-0463 | CLIP 50-65MM AISI 316 |  |  |  |  | 8.23 | 145985 |  |  | Vestas |  | 0
VESTA-PRT-0464 | CLIP 87-112MM A4 |  |  |  |  | 7.83 | 145984 |  |  | Vestas |  | 0
VESTA-PRT-0465 | CLOSED ALUMININUM COVER |  |  |  |  | 51.54 | 118138 |  |  | Vestas |  | 0
VESTA-PRT-0466 | CLUTCH AB33-22 |  |  |  |  | 23.32 | 104245 |  |  | Vestas |  | 0
VESTA-PRT-0467 | CM CORE 102 X 76 X 25MM |  |  |  |  | 156.43 | 190794 |  |  | Vestas |  | 0
VESTA-PRT-0468 | COAT SP8682, RAL 7035 |  |  |  |  | 36.63 |  |  |  | Vestas |  | 0
VESTA-PRT-0469 | COCK BALL BLOCK |  |  |  |  | 4488.97 | 101135 |  |  | Vestas |  | 0
VESTA-PRT-0471 | COLLAR NIPPLE GALV 2 |  |  |  |  | 8.96 | 130949 |  |  | Vestas |  | 0
VESTA-PRT-0472 | COLLAR NIPPLE GALV. 2X1 1/2 |  |  |  |  | 13.5 | 109334 |  |  | Vestas |  | 0
VESTA-PRT-0473 | COLLI PARTS,OPTICAL LOADSENSOR |  |  |  |  | 2058.66 | 783636 |  |  | Vestas |  | 0
VESTA-PRT-0474 | COLLI SITE PARTS FOR SPINNER |  |  |  |  | 2481.36 | 781138 |  |  | Vestas |  | 0
VESTA-PRT-0475 | COMPL. LIGHT SWITCH UL 3MW |  |  |  |  | 146.63 |  |  |  | Vestas |  | 0
VESTA-PRT-0476 | COMPL. OUTLET IP64-60HZ UL |  |  |  |  | 26.01 |  |  |  | Vestas |  | 0
VESTA-PRT-0477 | COMPOSITE DISC 420 MACHINED |  |  |  |  | 1231.11 | 764410 |  |  | Vestas |  | 0
VESTA-PRT-0478 | CONICAL SPRING WASHER 3MM |  |  |  |  | 0.02 | 156246 |  |  | Vestas |  | 0
VESTA-PRT-0479 | CONICAL SPRING WASHER DIN 6796 - 4 - A3L |  |  |  |  | 0.02 | 156251 |  |  | Vestas |  | 0
VESTA-PRT-0480 | CONICAL SPRING WASHER DIN 6796 - 5 - A3L |  |  |  |  | 0.02 | 156247 |  |  | Vestas |  | 0
VESTA-PRT-0481 | CONICAL SPRING WASHER DIN 6796 - 6 - A3L |  |  |  |  | 0.06 | 156249 |  |  | Vestas |  | 0
VESTA-PRT-0482 | CONICAL SPRING WASHER DIN 6796 - 8 - A3L |  |  |  |  | 0.09 | 156252 |  |  | Vestas |  | 0
VESTA-PRT-0483 | CONICAL SPRING WASHER DIN 6796- 10 - A3L |  |  |  |  | 0.21 | 156253 |  |  | Vestas |  | 0
VESTA-PRT-0484 | CONICAL SPRING WASHER DIN 6796- 12 - A3L |  |  |  |  | 0.34 | 156254 |  |  | Vestas |  | 0
VESTA-PRT-0485 | CONN BASE CLOSED S3 M20 |  |  |  |  | 14.86 | 190837 |  |  | Vestas |  | 0
VESTA-PRT-0486 | CONN MODULE M 3 INSERT |  |  |  |  | 2.15 | 60006551 |  |  | Vestas |  | 0
VESTA-PRT-0487 | CONN MODULE M 5 INSERT |  |  |  |  | 2.13 | 60006539 |  |  | Vestas |  | 0
VESTA-PRT-0488 | CONNECTION SET LW 110 A95-110 |  |  |  |  | 37.69 | 184992 |  |  | Vestas |  | 0
VESTA-PRT-0489 | CONNECTION TERMINAL 2,5/10-ST-5,08 |  |  |  |  | 9.01 | 191028 |  |  | Vestas |  | 0
VESTA-PRT-0490 | CONNECTOR 3P+PE MPM BLACK |  |  |  |  | 3.9 |  |  |  | Vestas |  | 0
VESTA-PRT-0491 | CONT A16-30-10 230V 50/60HZ |  |  |  |  | 39.34 |  |  |  | Vestas |  | 0
VESTA-PRT-0492 | CONT A9-22-00 230V 50HZ |  |  |  |  | 43.41 | 184918 |  |  | Vestas |  | 0
VESTA-PRT-0493 | CONT A9-30-10 220V 50/60HZ |  |  |  |  | 31.88 |  |  |  | Vestas |  | 0
VESTA-PRT-0494 | CONT A9-30-10 400V 50/60Hz |  |  |  |  | 28.33 |  |  |  | Vestas |  | 0
VESTA-PRT-0495 | CONT A95-30-00 230/277V50/60HZ |  |  |  |  | 551.81 | 189153 |  |  | Vestas |  | 0
VESTA-PRT-0496 | CONT AF1650 100-250V 50-60Hz |  |  |  |  | 5868.52 |  |  |  | Vestas |  | 0
VESTA-PRT-0497 | CONT AF460-30-11-91 230V 50/60HZ |  |  |  |  | 2011.79 |  |  |  | Vestas |  | 0
VESTA-PRT-0498 | CONT AL30-30-10 24V DC |  |  |  |  | 213.26 | 184941 |  |  | Vestas |  | 0
VESTA-PRT-0499 | CONT BLOCK ZB4 BZ105 |  |  |  |  | 22.43 |  |  |  | Vestas |  | 0
VESTA-PRT-0500 | CONT EH1200-30-11 220-230/240V 50/60HZ |  |  |  |  | 4788.87 |  |  |  | Vestas |  | 0
VESTA-PRT-0501 | CONT LC1D80 230V AC 50/60HZ UL |  |  |  |  | 335.2 | 185007 |  |  | Vestas |  | 0
VESTA-PRT-0502 | CONT UA75-30-00-R 230V 50/60Hz |  |  |  |  | 265.46 |  |  |  | Vestas |  | 0
VESTA-PRT-0503 | CONT UA75-30-00-RA-80 230V 50/60HZ |  |  |  |  | 261.04 | 184940 |  |  | Vestas |  | 0
VESTA-PRT-0504 | CONTACT CRIMP MALE 2.5 VN010360005 |  |  |  |  | 2.69 | 60006554 |  |  | Vestas |  | 0
VESTA-PRT-0505 | CONTACT HOUSE TYPE EMS ASS |  |  |  |  | 2116.83 | 753495 |  |  | Vestas |  | 0
VESTA-PRT-0506 | CONTROL TERMINAL LU9MR1 |  |  |  |  | 6.06 | 184818 |  |  | Vestas |  | 0
VESTA-PRT-0507 | CONTROLL UNIT ABDL4000 |  |  |  |  | 334.09 |  |  |  | Vestas |  | 0
VESTA-PRT-0508 | COOL PIPE GENERATOR HEAT, WELD |  |  |  |  | 703.92 | 788456 |  |  | Vestas |  | 0
VESTA-PRT-0509 | COOLING LIQUID 50/50% -40&#176;C |  |  |  |  | 10.04 | 149391 |  |  | Vestas |  | 0
VESTA-PRT-0510 | COOLING LIQUID FOR COOLING SYS |  |  |  |  | 8.53 | 60103108 |  |  | Vestas |  | 0
VESTA-PRT-0511 | COOLING PIPE FOR GEAR OIL HOT |  |  |  |  | 559.05 | 783196 |  |  | Vestas |  | 0
VESTA-PRT-0512 | COOLING PIPE GEAR OIL COLD WEL |  |  |  |  | 673.79 | 783181 |  |  | Vestas |  | 0
VESTA-PRT-0513 | COPPER BUSBAR FOR 3 FOLD SKIIP |  |  |  |  | 23.8 | 755995 |  |  | Vestas |  | 0
VESTA-PRT-0514 | COPPER BUSBAR K50X-L2 VCRS |  |  |  |  | 77.78 | 784521 |  |  | Vestas |  | 0
VESTA-PRT-0515 | COPPER BUSBAR K50X-L3 VCRS |  |  |  |  | 57.31 | 784522 |  |  | Vestas |  | 0
VESTA-PRT-0516 | COPPER BUSBAR K5XX-L1 |  |  |  |  | 97.38 | 784520 |  |  | Vestas |  | 0
VESTA-PRT-0517 | COPPERBUSBAR EMC - TOP VCRS |  |  |  |  | 227.85 | 784533 |  |  | Vestas |  | 0
VESTA-PRT-0518 | COPPERBUSBAR K501 - K502 VCRS |  |  |  |  | 819.94 | 784530 |  |  | Vestas |  | 0
VESTA-PRT-0519 | COPPERBUSBAR K502 - T1 VCRS |  |  |  |  | 66.33 | 784529 |  |  | Vestas |  | 0
VESTA-PRT-0520 | COPPERBUSBAR K502 - T2 VCRS |  |  |  |  | 142.54 | 784534 |  |  | Vestas |  | 0
VESTA-PRT-0521 | COPPERBUSBAR K502 - T3 VCRS |  |  |  |  | 79.53 | 784535 |  |  | Vestas |  | 0
VESTA-PRT-0522 | COPPERBUSBAR K50X L1-L2 VCRS |  |  |  |  | 192.13 | 784525 |  |  | Vestas |  | 0
VESTA-PRT-0523 | COPPERBUSBAR L1-L2-L3 VCRS |  |  |  |  | 7.76 | 784547 |  |  | Vestas |  | 0
VESTA-PRT-0524 | COPPERBUSBAR L1-L2-L3 VCRS |  |  |  |  | 3.73 | 784548 |  |  | Vestas |  | 0
VESTA-PRT-0525 | COPPERBUSBAR L1-L3 VCRS |  |  |  |  | 121.6 | 784526 |  |  | Vestas |  | 0
VESTA-PRT-0526 | COPPERBUSBAR T1 - T3 VCRS |  |  |  |  | 289.49 | 784531 |  |  | Vestas |  | 0
VESTA-PRT-0527 | COPPERBUSBAR TRAFO VCS |  |  |  |  | 225.95 | 785549 |  |  | Vestas |  | 0
VESTA-PRT-0528 | COPPERBUSBAR VCRS |  |  |  |  | 11.28 | 784523 |  |  | Vestas |  | 0
VESTA-PRT-0529 | COPPERBUSBAR VCRS |  |  |  |  | 6.25 | 784546 |  |  | Vestas |  | 0
VESTA-PRT-0530 | COPPERBUSBAR W2 - U2 - V2 VCRS |  |  |  |  | 61.34 | 784527 |  |  | Vestas |  | 0
VESTA-PRT-0531 | COPPERBUSBAR W2 - U2 - V2 VCRS |  |  |  |  | 257.25 | 784528 |  |  | Vestas |  | 0
VESTA-PRT-0532 | CORD END TERMINALS 0,25MM2 |  |  |  |  | 0.03 | 135773 |  |  | Vestas |  | 0
VESTA-PRT-0533 | CORR.BOARDBOX 1000 X 730 |  |  |  |  | 1.36 | 117472 |  |  | Vestas |  | 0
VESTA-PRT-0534 | COUPLING F. IGUS FLEXPIPE |  |  |  |  | 106.12 | 789045 |  |  | Vestas |  | 0
VESTA-PRT-0535 | COUPLING F. MOTOR |  |  |  |  | 120.82 | 105180 |  |  | Vestas |  | 0
VESTA-PRT-0536 | COUPLING F. PUMP |  |  |  |  | 112.76 | 105181 |  |  | Vestas |  | 0
VESTA-PRT-0537 | COUPLING VESTAS COMPOSITE 3MW |  |  |  |  | 7995.58 | 784491 |  |  | Vestas |  | 0
VESTA-PRT-0538 | COVER 890 X590 |  |  |  |  | 105.84 |  |  |  | Vestas |  | 0
VESTA-PRT-0539 | COVER D2X8 |  |  |  |  | 73.65 |  |  |  | Vestas |  | 0
VESTA-PRT-0540 | COVER FOR SENSOR |  |  |  |  | 42.37 | 783766 |  |  | Vestas |  | 0
VESTA-PRT-0541 | COVER FOR TRU NO.1 FIELD 1 9014-9213 |  |  |  |  | 4.13 |  |  |  | Vestas |  | 0
VESTA-PRT-0542 | COVER PLATE F.PLAIN BEAR.HOUSE |  |  |  |  | 28.81 | 761855 |  |  | Vestas |  | 0
VESTA-PRT-0543 | COVER TYPE EMC |  |  |  |  | 434.67 | 753492 |  |  | Vestas |  | 0
VESTA-PRT-0544 | COVERING COPPER FIELD1 |  |  |  |  | 30.9 |  |  |  | Vestas |  | 0
VESTA-PRT-0545 | COVERING EMERGENCY SYSTEM |  |  |  |  | 34.37 |  |  |  | Vestas |  | 0
VESTA-PRT-0546 | COVERING F.RAIL,RAILSEC.VCS-MW |  |  |  |  | 90.13 |  |  |  | Vestas |  | 0
VESTA-PRT-0547 | COVERING FOR RAIL |  |  |  |  | 6.48 |  |  |  | Vestas |  | 0
VESTA-PRT-0548 | COVERKITSET UPS 3,0MW |  |  |  |  | 421.28 |  |  |  | Vestas |  | 0
VESTA-PRT-0549 | CRANE 800 KG, 3X 400V-50HZ |  |  |  |  | 4236.09 | 107713 |  |  | Vestas |  | 0
VESTA-PRT-0550 | CRP TERM RING 0.5-1.5 &#216;4 INS |  |  |  |  | 0.09 | 60006273 |  |  | Vestas |  | 0
VESTA-PRT-0551 | CT 6050 BLADE CONTROLLER |  |  |  |  | 1009.72 |  |  |  | Vestas |  | 0
VESTA-PRT-0552 | CT 6190 CABLE ENTRY |  |  |  |  | 3.88 |  |  |  | Vestas |  | 0
VESTA-PRT-0553 | CT244 ARCNET OPTO CONVERTER |  |  |  |  | 551.86 | 51024409 |  |  | Vestas |  | 0
VESTA-PRT-0554 | CT245 ARCNET TERM MALE PLUG |  |  |  |  | 28.46 | 51024501 |  |  | Vestas |  | 0
VESTA-PRT-0555 | CT297 OVP VCS |  |  |  |  | 359.89 | 51029703 |  |  | Vestas |  | 0
VESTA-PRT-0556 | CT304 LIGHTNING DETECTOR |  |  |  |  | 528.27 | 51030404 |  |  | Vestas |  | 0
VESTA-PRT-0557 | CT318 VCS-VCP MW ST |  |  |  |  | 1876.84 | 51031817 |  |  | Vestas |  | 0
VESTA-PRT-0558 | CT333 MONT EMC FILTER 1000V |  |  |  |  | 474.2 | 51033301 |  |  | Vestas |  | 0
VESTA-PRT-0559 | CT335 VCS-TRU PRINT 1000V |  |  |  |  | 461.66 | 51033501 |  |  | Vestas |  | 0
VESTA-PRT-0560 | CT354 OPTICAL BLADE SENSOR |  |  |  |  | 731.34 | 51035401 |  |  | Vestas |  | 0
VESTA-PRT-0561 | CT379 VOG 2 |  |  |  |  | 314.2 | 51037901 |  |  | Vestas |  | 0
VESTA-PRT-0562 | CT5222 TOWER ACC 20MS SCAN |  |  |  |  | 476.42 | 51522201 |  |  | Vestas |  | 0
VESTA-PRT-0563 | CT6003 VER. 2 |  |  |  |  | 2190.34 | 51600302 |  |  | Vestas |  | 0
VESTA-PRT-0564 | CT6050 BLADE CONTROLLER |  |  |  |  | 1679.68 | 51605002 |  |  | Vestas |  | 0
VESTA-PRT-0565 | CT6050 BLADE CONTROLLER |  |  |  |  | 1290.41 | 51605001 |  |  | Vestas |  | 0
VESTA-PRT-0566 | CT6061 I/O CONTROLLER |  |  |  |  | 115.86 | 51606109 |  |  | Vestas |  | 0
VESTA-PRT-0567 | CT6061 I/O CONTROLLER |  |  |  |  | 131.79 | 51606108 |  |  | Vestas |  | 0
VESTA-PRT-0568 | CT6061 I/O CONTROLLER |  |  |  |  | 220.83 | 51606106 |  |  | Vestas |  | 0
VESTA-PRT-0569 | CT6062 230VAC I/O |  |  |  |  | 617.7 | 51606206 |  |  | Vestas |  | 0
VESTA-PRT-0570 | CT6062 230VAC I/O |  |  |  |  | 604.39 | 51606205 |  |  | Vestas |  | 0
VESTA-PRT-0571 | CT6118 COUNTER |  |  |  |  | 292.62 | 51611803 |  |  | Vestas |  | 0
VESTA-PRT-0572 | CT6118 COUNTER |  |  |  |  | 242.62 | 51611802 |  |  | Vestas |  | 0
VESTA-PRT-0573 | CT6137 24VDC 1A COMBI I/O |  |  |  |  | 90.04 | 51613705 |  |  | Vestas |  | 0
VESTA-PRT-0574 | CT6180 SIDE COVER |  |  |  |  | 5.88 | 51618001 |  |  | Vestas |  | 0
VESTA-PRT-0575 | CT6215 RS422/RS485 INTERFACE |  |  |  |  | 256.01 | 51621505 |  |  | Vestas |  | 0
VESTA-PRT-0576 | CT6220 ANALOG INPUT 0-24MA |  |  |  |  | 204.07 | 51622004 |  |  | Vestas |  | 0
VESTA-PRT-0577 | CT6221 PT100 INTERFACE |  |  |  |  | 197.42 | 51622103 |  |  | Vestas |  | 0
VESTA-PRT-0578 | CT6221 PT100 INTERFACE |  |  |  |  | 193.99 | 51622104 |  |  | Vestas |  | 0
VESTA-PRT-0579 | CT6244 TERMINAL |  |  |  |  | 910.83 | 51624401 |  |  | Vestas |  | 0
VESTA-PRT-0580 | CT6245 BATTERY 3,6V |  |  |  |  | 63.62 | 51624501 |  |  | Vestas |  | 0
VESTA-PRT-0581 | CT6251 MEDIA CONV ARCNET ST |  |  |  |  | 215.35 | 51625101 |  |  | Vestas |  | 0
VESTA-PRT-0582 | CT6258 MEDIA CONV 1000uM POF |  |  |  |  | 247.36 | 51625801 |  |  | Vestas |  | 0
VESTA-PRT-0583 | CUP SQ.NECK ISO 8677- M10x70 - 4.6 - tZn |  |  |  |  | 0.38 | 155563 |  |  | Vestas |  | 0
VESTA-PRT-0584 | CUR.TRAFO M80/30 2500/1A 1/3KV |  |  |  |  | 116.33 | 188428 |  |  | Vestas |  | 0
VESTA-PRT-0585 | CU-RAIL Q7 L3 VCRS |  |  |  |  | 351.02 | 783519 |  |  | Vestas |  | 0
VESTA-PRT-0586 | CURR. TRAFO N60/30 1800/1A 1KV |  |  |  |  | 83.98 | 188333 |  |  | Vestas |  | 0
VESTA-PRT-0587 | CURRENT ADAPTER &#216;13/&#216;12 |  |  |  |  | 154.71 | 753709 |  |  | Vestas |  | 0
VESTA-PRT-0588 | CURRENT CONNECTION &#216;13/16 |  |  |  |  | 291.77 | 753686 |  |  | Vestas |  | 0
VESTA-PRT-0589 | CYLINDER SUSPENSION, SEMIPART |  |  |  |  | 806.87 | 781807 |  |  | Vestas |  | 0
VESTA-PRT-0590 | DAMPER, STAINLESS STEEL |  |  |  |  | 2155.5 | 156202 |  |  | Vestas |  | 0
VESTA-PRT-0591 | DC LINK BUSBAR 3X3 FOLD 10 CAPS + DC MID |  |  |  |  | 510.81 |  |  |  | Vestas |  | 0
VESTA-PRT-0592 | DEHN GUARD TNC 600/1000 FM |  |  |  |  | 404.09 | 195054 |  |  | Vestas |  | 0
VESTA-PRT-0593 | DEHNGUARD 320FM |  |  |  |  | 69.06 | 195052 |  |  | Vestas |  | 0
VESTA-PRT-0594 | DEHNGUARD 75 |  |  |  |  | 69.06 | 188508 |  |  | Vestas |  | 0
VESTA-PRT-0595 | DEHUMIDIFIER F. WINDTURB.TOWER |  |  |  |  | 3868.46 | 115889 |  |  | Vestas |  | 0
VESTA-PRT-0596 | DEMINERALIZED WATER |  |  |  |  | 0.7 | 60066676 |  |  | Vestas |  | 0
VESTA-PRT-0597 | DIFF. PRESSURE INDICATOR |  |  |  |  | 1128.83 | 105115 |  |  | Vestas |  | 0
VESTA-PRT-0598 | DIFFERENS PRESSURE INDICATOR |  |  |  |  | 807.08 | 105132 |  |  | Vestas |  | 0
VESTA-PRT-0599 | DIFFERENTIAL PRES. TRANSMITTER |  |  |  |  | 983.13 | 108668 |  |  | Vestas |  | 0
VESTA-PRT-0601 | DIN RAILS STAINLESS 250MM |  |  |  |  | 6.68 | 117135 |  |  | Vestas |  | 0
VESTA-PRT-0602 | DIN24&#186; M36 ELBOW FEMALE-MALE |  |  |  |  | 29.4 | 131545 |  |  | Vestas |  | 0
VESTA-PRT-0603 | DIODE + WATER COOLING MOUNT. |  |  |  |  | 579.06 | 785399 |  |  | Vestas |  | 0
VESTA-PRT-0604 | DIODE 1N4007GP |  |  |  |  | 1.11 | 194883 |  |  | Vestas |  | 0
VESTA-PRT-0605 | DIODE MODULE 260A 1600V |  |  |  |  | 176.63 |  |  |  | Vestas |  | 0
VESTA-PRT-0606 | DISC SPRING DIN 2093 &#216;70 X &#216;40,5 X 5 |  |  |  |  | 3.3 | 107778 |  |  | Vestas |  | 0
VESTA-PRT-0607 | DISC WASHER &#216;8,4 X 18 X 2 A2 |  |  |  |  | 0.6 | 107806 |  |  | Vestas |  | 0
VESTA-PRT-0608 | DISPLACEMENTPLATE FOR LCTU |  |  |  |  | 28.87 | 761572 |  |  | Vestas |  | 0
VESTA-PRT-0609 | DISTANCE BLOCK 30 X 30 X 60 |  |  |  |  | 9.96 | 781773 |  |  | Vestas |  | 0
VESTA-PRT-0610 | DISTANCE BLOCK F PIPE BRACKETS |  |  |  |  | 39.05 | 788940 |  |  | Vestas |  | 0
VESTA-PRT-0611 | DISTANCE BLOCK FOR PIPE HOLDER |  |  |  |  | 7.08 | 782136 |  |  | Vestas |  | 0
VESTA-PRT-0612 | DISTANCE BRACE, ASSEMBLED |  |  |  |  | 85.78 | 788642 |  |  | Vestas |  | 0
VESTA-PRT-0613 | DISTANCE PIECE FOR HEAT EXCH |  |  |  |  | 7.25 | 789072 |  |  | Vestas |  | 0
VESTA-PRT-0614 | DISTANCE PIPE, CHOPPER, WELDED |  |  |  |  | 123.88 | 783031 |  |  | Vestas |  | 0
VESTA-PRT-0615 | DISTANCE SLEEVE &#216;40 X &#216;17 X 34 |  |  |  |  | 11.47 | 781627 |  |  | Vestas |  | 0
VESTA-PRT-0616 | DISTANCEPROFILE |  |  |  |  | 97.53 | 786067 |  |  | Vestas |  | 0
VESTA-PRT-0617 | DISTRIBUTER BLOK SSV 6K |  |  |  |  | 574.2 | 781040 |  |  | Vestas |  | 0
VESTA-PRT-0618 | DISTRIBUTER BLOK SSV 8 K |  |  |  |  | 569.32 | 781041 |  |  | Vestas |  | 0
VESTA-PRT-0619 | DISTRIBUTION CONTROLLER 3MW UL |  |  |  |  | 49056.19 | 785007 |  |  | Vestas |  | 0
VESTA-PRT-0620 | DIVISION BAR SP2S |  |  |  |  | 15.03 |  |  |  | Vestas |  | 0
VESTA-PRT-0621 | DO NOT STAND HERE |  |  |  |  | 8.93 | 208029 |  |  | Vestas |  | 0
VESTA-PRT-0622 | DOOR FOR 800MM FRAME WELDED |  |  |  |  | 2719.03 | 78601419 |  |  | Vestas |  | 0
VESTA-PRT-0623 | DOOR FRAME PL.75 W=800 |  |  |  |  | 2719.03 | 78601226 |  |  | Vestas |  | 0
VESTA-PRT-0624 | DOOR HANDLE FOR LOCK |  |  |  |  | 608.12 | 786020 |  |  | Vestas |  | 0
VESTA-PRT-0625 | DOOR HINGE |  |  |  |  | 402.92 | 786468 |  |  | Vestas |  | 0
VESTA-PRT-0626 | DOOR STOP ASSEMBLYED |  |  |  |  | 224.73 | 78600295 |  |  | Vestas |  | 0
VESTA-PRT-0627 | DOOR STOP PIECE |  |  |  |  | 160.63 | 78600024 |  |  | Vestas |  | 0
VESTA-PRT-0628 | DOORSTOP HOUSE 07-1381 |  |  |  |  | 4.67 | 114113 |  |  | Vestas |  | 0
VESTA-PRT-0629 | DOORSTOP, TAP 07-1382 |  |  |  |  | 0.6 | 114112 |  |  | Vestas |  | 0
VESTA-PRT-0630 | DOWEL PIN &#216;6X40 A4-70 |  |  |  |  | 1.58 | 159177 |  |  | Vestas |  | 0
VESTA-PRT-0631 | DRAIN PIPE ASSY &#216;6 x 1,5mm |  |  |  |  | 39.74 | 704634 |  |  | Vestas |  | 0
VESTA-PRT-0632 | DRAWING HOLDER |  |  |  |  | 13.35 |  |  |  | Vestas |  | 0
VESTA-PRT-0633 | DRIP MOUL. FOR NOSE CONE, 3MW |  |  |  |  | 1206.8 | 787105 |  |  | Vestas |  | 0
VESTA-PRT-0634 | DUMMY CONN 15-POL D-SUB X22/23 VCRS |  |  |  |  | 31.45 | 755757 |  |  | Vestas |  | 0
VESTA-PRT-0635 | E. PUSHBUTTON ZB4BS844 |  |  |  |  | 24.05 | 116330 |  |  | Vestas |  | 0
VESTA-PRT-0636 | EARTH BRAIDS 50MM2-350MM-&#216;10 |  |  |  |  | 15.25 | 765983 |  |  | Vestas |  | 0
VESTA-PRT-0637 | EDGE SEALER ES2000 |  |  |  |  | 66.97 | 149795 |  |  | Vestas |  | 0
VESTA-PRT-0638 | EDGE SEALING 25 X 3-6 MM |  |  |  |  | 12.26 | 137027 |  |  | Vestas |  | 0
VESTA-PRT-0639 | ELEC MOTOR 22KW UL |  |  |  |  | 4802.14 | 105602 |  |  | Vestas |  | 0
VESTA-PRT-0640 | ELEC MOTOR, 4 POAR, 1,5KW |  |  |  |  | 1420.41 | 105142 |  |  | Vestas |  | 0
VESTA-PRT-0641 | ELEC.MOULD.MATR.CUR.AGENT 1821 |  |  |  |  | 23.54 |  |  |  | Vestas |  | 0
VESTA-PRT-0642 | ELEC.MOULDING. MATR.,BASE 2097 |  |  |  |  | 16.29 |  |  |  | Vestas |  | 0
VESTA-PRT-0643 | ELECTRIAL SEATVALVE, HYDRAULIC VALVE |  |  |  |  | 673.07 | 105101 |  |  | Vestas |  | 0
VESTA-PRT-0646 | ELECTRIC SEAT VALVE |  |  |  |  | 600.92 | 109795 |  |  | Vestas |  | 0
VESTA-PRT-0647 | ELEMENT |  |  |  |  | 20.14 | 105182 |  |  | Vestas |  | 0
VESTA-PRT-0648 | EMERGENCY EXIT, ARROW DOWN |  |  |  |  | 3.56 | 208015 |  |  | Vestas |  | 0
VESTA-PRT-0651 | EMERGENCY LUBRICATION 3,0MW 50/60HZ |  |  |  |  | 5033.08 | 785012 |  |  | Vestas |  | 0
VESTA-PRT-0652 | ENCODER IH 740 |  |  |  |  | 422.96 | 753343 |  |  | Vestas |  | 0
VESTA-PRT-0653 | END CLAMP CLIPFIX35 |  |  |  |  | 0.63 | 191030 |  |  | Vestas |  | 0
VESTA-PRT-0654 | END CLAMP TS 35 WITH SCREW 9708/2 S35 |  |  |  |  | 1 | 116076 |  |  | Vestas |  | 0
VESTA-PRT-0655 | EPOXY BASE 4076-1 |  |  |  |  | 60.07 |  |  |  | Vestas |  | 0
VESTA-PRT-0656 | EPOXY HARDENER HV 5309 |  |  |  |  | 62.55 |  |  |  | Vestas |  | 0
VESTA-PRT-0657 | EVAPORATION TANK ASS |  |  |  |  | 1005.66 | 783076 |  |  | Vestas |  | 0
VESTA-PRT-0658 | EVAPORATION TANK, WELDED |  |  |  |  | 758.06 | 783070 |  |  | Vestas |  | 0
VESTA-PRT-0659 | EXHAUST FILTERS PFA3000 |  |  |  |  | 35.54 |  |  |  | Vestas |  | 0
VESTA-PRT-0660 | EXHAUSTSET |  |  |  |  | 391.68 | 786306 |  |  | Vestas |  | 0
VESTA-PRT-0661 | EXPANSIONS TANK, WELDED |  |  |  |  | 661.66 | 783280 |  |  | Vestas |  | 0
VESTA-PRT-0662 | Fall safety wire, service |  |  |  |  | 199.94 | 76600050 |  |  | Vestas |  | 0
VESTA-PRT-0663 | FAN 675/7-7/20/PAGI/2ZL/28/8/A |  |  |  |  | 214.97 | 101129 |  |  | Vestas |  | 0
VESTA-PRT-0664 | FAN 675/7-7/25/PAG/2ZL/28/8/A |  |  |  |  | 190.97 | 101128 |  |  | Vestas |  | 0
VESTA-PRT-0665 | FAN HEATER 6KW 3X400V VAC 50HZ |  |  |  |  | 977.62 | 194975 |  |  | Vestas |  | 0
VESTA-PRT-0666 | FAN HEATER 9KW 3x400V 50/60Hz |  |  |  |  | 1256.78 | 195012 |  |  | Vestas |  | 0
VESTA-PRT-0667 | FAN N24 400-2400 M3/H 50HZ |  |  |  |  | 1515.3 | 193870 |  |  | Vestas |  | 0
VESTA-PRT-0668 | FAN N24 400-2400 M3/H 60HZ |  |  |  |  | 2024.58 | 193877 |  |  | Vestas |  | 0
VESTA-PRT-0669 | FAN NACELLE MOUNTED VM560 50HZ |  |  |  |  | 3032.27 | 193938 |  |  | Vestas |  | 0
VESTA-PRT-0670 | FAN SYSTEM, 60HZ |  |  |  |  | 2505.59 | 753767 |  |  | Vestas |  | 0
VESTA-PRT-0671 | FAN UNIT WITH FILTER |  |  |  |  | 3071.04 | 753326 |  |  | Vestas |  | 0
VESTA-PRT-0672 | FASTENING SPRING FOR U-77 BOX |  |  |  |  | 2.03 | 114366 |  |  | Vestas |  | 0
VESTA-PRT-0673 | FASTENING SPRING SFA 101 F RELAY RH |  |  |  |  | 0.51 | 114323 |  |  | Vestas |  | 0
VESTA-PRT-0674 | FIBER WASHER M 8, NYLON |  |  |  |  | 0.32 | 155725 |  |  | Vestas |  | 0
VESTA-PRT-0675 | FILTER AIR INSERT 852 519 SM-L |  |  |  |  | 26.91 | 109113 |  |  | Vestas |  | 0
VESTA-PRT-0676 | FILTER BOWLE HIGH-PRESSURE |  |  |  |  | 554.64 | 105129 |  |  | Vestas |  | 0
VESTA-PRT-0677 | FILTER COVER &#216;430 |  |  |  |  | 223.62 | 753048 |  |  | Vestas |  | 0
VESTA-PRT-0678 | FILTER ELEMENT MAHLE PI22040 |  |  |  |  | 140.72 | 130515 |  |  | Vestas |  | 0
VESTA-PRT-0679 | FILTER EMC 600A |  |  |  |  | 1701.94 |  |  |  | Vestas |  | 0
VESTA-PRT-0680 | FILTER FOR PITCH BLOCK 3MW |  |  |  |  | 41.28 | 109744 |  |  | Vestas |  | 0
VESTA-PRT-0681 | FILTER HIGH PRESSURE |  |  |  |  | 455.39 | 108334 |  |  | Vestas |  | 0
VESTA-PRT-0682 | FILTER HOUSING |  |  |  |  | 315.42 | 753047 |  |  | Vestas |  | 0
VESTA-PRT-0683 | FILTER ROTOR 3MW + CABLING FOR SKIIP |  |  |  |  | 3792.78 | 785346 |  |  | Vestas |  | 0
VESTA-PRT-0684 | FILTER SIZE 1000 10MY,DIN24550 |  |  |  |  | 193.35 | 130539 |  |  | Vestas |  | 0
VESTA-PRT-0685 | FILTER SIZE 1000 6MY DIN 24550 |  |  |  |  | 198.64 | 130537 |  |  | Vestas |  | 0
VESTA-PRT-0686 | FILTER UNIT GEAR OIL |  |  |  |  | 6549.82 | 101132 |  |  | Vestas |  | 0
VESTA-PRT-0687 | FILTERFAN PF3000 230V |  |  |  |  | 177.7 | 194959 |  |  | Vestas |  | 0
VESTA-PRT-0688 | FILTERUNIT HDU 27/27PM3X400VAC |  |  |  |  | 6530.82 |  |  |  | Vestas |  | 0
VESTA-PRT-0689 | FILTERUNIT HDU27/54 4,4kW 50Hz |  |  |  |  | 5326.56 |  |  |  | Vestas |  | 0
VESTA-PRT-0690 | FINGE FOR INTAKE THROTTLE |  |  |  |  | 109.29 | 787586 |  |  | Vestas |  | 0
VESTA-PRT-0691 | FIRE EXTINGUISHER |  |  |  |  | 8.29 | 208007 |  |  | Vestas |  | 0
VESTA-PRT-0692 | FITTING ADJUST 12V40MXS 45DGR |  |  |  |  | 46.59 | 131172 |  |  | Vestas |  | 0
VESTA-PRT-0693 | FITTING F.EMERGENCY STOP |  |  |  |  | 12.92 | 831469 |  |  | Vestas |  | 0
VESTA-PRT-0694 | FITTING FOR ACTUATOR |  |  |  |  | 14.5 | 781074 |  |  | Vestas |  | 0
VESTA-PRT-0695 | FITTING FOR PAWL |  |  |  |  | 15.61 | 781073 |  |  | Vestas |  | 0
VESTA-PRT-0696 | FITTING FOR PIPE BRACKET |  |  |  |  | 25.49 | 784667 |  |  | Vestas |  | 0
VESTA-PRT-0697 | FITTING FOR PIPE HOLDER |  |  |  |  | 79.92 | 785762 |  |  | Vestas |  | 0
VESTA-PRT-0698 | FITTING FOR PLATE ABOVE GEAR |  |  |  |  | 57.48 | 783778 |  |  | Vestas |  | 0
VESTA-PRT-0699 | FITTING FOR SENSOR |  |  |  |  | 10.04 | 781072 |  |  | Vestas |  | 0
VESTA-PRT-0700 | FITTING FOR TUBE CLAMP |  |  |  |  | 68.67 | 781813 |  |  | Vestas |  | 0
VESTA-PRT-0701 | FITTINGS FOR CHAIN BOX |  |  |  |  | 121.42 | 788784 |  |  | Vestas |  | 0
VESTA-PRT-0702 | FIXING BRACKET FOR ANEMOMETER |  |  |  |  | 21.73 | 787452 |  |  | Vestas |  | 0
VESTA-PRT-0703 | FJONG STROP &#216;10 X 265MM |  |  |  |  | 1.45 | 107743 |  |  | Vestas |  | 0
VESTA-PRT-0704 | FL. BOLT M30x320 V90 TOP (90) |  |  |  |  | 2147.83 | 745989 |  |  | Vestas |  | 0
VESTA-PRT-0705 | FL. BOLT M36x235 (101 pcs) |  |  |  |  | 3966.76 | 775930 |  |  | Vestas |  | 0
VESTA-PRT-0706 | FL. BOLT M42x290 (113 pcs) |  |  |  |  | 6069.31 | 775928 |  |  | Vestas |  | 0
VESTA-PRT-0707 | FL. BOLT M42x300 (127 pcs) |  |  |  |  | 6816.86 | 775929 |  |  | Vestas |  | 0
VESTA-PRT-0708 | FLANGE OF SCREW HEAD 11/2 GALV |  |  |  |  | 24.58 | 109356 |  |  | Vestas |  | 0
VESTA-PRT-0714 | FLANGESEC.F.SANDCHAMBER.TOP |  |  |  |  | 134.72 | 726675 |  |  | Vestas |  | 0
VESTA-PRT-0715 | FLASHTAPE 1/30MM, POLY,/SILIC. |  |  |  |  | 13.8 |  |  |  | Vestas |  | 0
VESTA-PRT-0716 | FLAT STEEL 30 X 4 X 90 |  |  |  |  | 14.56 | 788908 |  |  | Vestas |  | 0
VESTA-PRT-0717 | FLAT STEEL 50X5X85 |  |  |  |  | 5.99 | 788896 |  |  | Vestas |  | 0
VESTA-PRT-0718 | FLEX HOSE 28,5MM BLACK |  |  |  |  | 4.46 | 146472 |  |  | Vestas |  | 0
VESTA-PRT-0719 | FLEX HOSE 34,5MM BLACK |  |  |  |  | 5.54 | 146473 |  |  | Vestas |  | 0
VESTA-PRT-0720 | FLEX HOSE 42,5MM BLACK |  |  |  |  | 7.93 | 146474 |  |  | Vestas |  | 0
VESTA-PRT-0721 | FLEX HOSE &#216;29 SZ 2589 |  |  |  |  | 6.59 | 146023 |  |  | Vestas |  | 0
VESTA-PRT-0722 | FLEXHOSE &#216;125 THTR |  |  |  |  | 38.1 | 146428 |  |  | Vestas |  | 0
VESTA-PRT-0723 | FLEXPIPE IGUS &#216;40MM L=800MM |  |  |  |  | 254.06 | 789046 |  |  | Vestas |  | 0
VESTA-PRT-0724 | FLOORPANEL - 1 |  |  |  |  | 875.22 | 783950 |  |  | Vestas |  | 0
VESTA-PRT-0725 | FLOORPANEL BELOW GENE. FOUND |  |  |  |  | 560.72 | 783955 |  |  | Vestas |  | 0
VESTA-PRT-0726 | FLOORPANEL-2 |  |  |  |  | 715.97 | 783951 |  |  | Vestas |  | 0
VESTA-PRT-0727 | FLOORPANEL-3A |  |  |  |  | 337.78 | 783969 |  |  | Vestas |  | 0
VESTA-PRT-0728 | FLOORPANEL-3B |  |  |  |  | 339.51 | 783961 |  |  | Vestas |  | 0
VESTA-PRT-0729 | FLOORPANEL-4 |  |  |  |  | 566.38 | 783968 |  |  | Vestas |  | 0
VESTA-PRT-0730 | FLOORPANEL-5 |  |  |  |  | 510.68 | 783954 |  |  | Vestas |  | 0
VESTA-PRT-0732 | FLOW SWITCH |  |  |  |  | 886.4 | 108666 |  |  | Vestas |  | 0
VESTA-PRT-0733 | FLOW SWITCH |  |  |  |  | 1253.58 | 109662 |  |  | Vestas |  | 0
VESTA-PRT-0734 | FLOW SWITCH |  |  |  |  | 1259.25 | 109664 |  |  | Vestas |  | 0
VESTA-PRT-0735 | FLOW SWITCH 320-VKA3106 |  |  |  |  | 1253.62 | 109663 |  |  | Vestas |  | 0
VESTA-PRT-0736 | FLUSHING PIPE ASSY &#216;12 X 2mm |  |  |  |  | 39.74 | 704633 |  |  | Vestas |  | 0
VESTA-PRT-0737 | FOLDOUT LADDER ALU |  |  |  |  | 521.68 | 150013 |  |  | Vestas |  | 0
VESTA-PRT-0738 | F&#216;LERLOMME 450MM |  |  |  |  | 88.51 | 114719 |  |  | Vestas |  | 0
VESTA-PRT-0739 | FOOT 10P. 5MM UMSTBHK 2,5/10-G |  |  |  |  | 6.55 |  |  |  | Vestas |  | 0
VESTA-PRT-0740 | FRAME F 7 MOD FEM.2+PE |  |  |  |  | 10.68 | 60098983 |  |  | Vestas |  | 0
VESTA-PRT-0741 | FRAME F 7 MOD MALE 2+PE |  |  |  |  | 11.51 | 60099105 |  |  | Vestas |  | 0
VESTA-PRT-0742 | FUNNEL WITH PIPE FOR D-END |  |  |  |  | 712.86 | 753768 |  |  | Vestas |  | 0
VESTA-PRT-0743 | FUSE 100A 1000V NH000 GB |  |  |  |  | 92.96 | 188578 |  |  | Vestas |  | 0
VESTA-PRT-0744 | FUSE 100A 600V CUBEFUSE J TCF100 |  |  |  |  | 53.6 | 188553 |  |  | Vestas |  | 0
VESTA-PRT-0745 | FUSE 600V 20A CC F UL-CSA |  |  |  |  | 20.68 | 188599 |  |  | Vestas |  | 0
VESTA-PRT-0746 | FUSE 63A 690V NH000 AM |  |  |  |  | 11.47 | 188562 |  |  | Vestas |  | 0
VESTA-PRT-0747 | FUSE HL CHCC1DI 10X38 30A 1P 600V UL |  |  |  |  | 18.83 | 188600 |  |  | Vestas |  | 0
VESTA-PRT-0748 | FUSE HL SIBA 00-C 2138601 |  |  |  |  | 44.29 | 188537 |  |  | Vestas |  | 0
VESTA-PRT-0749 | FUSE SEMI 700V 50A 14x51 UL/CE |  |  |  |  | 25.37 | 188620 |  |  | Vestas |  | 0
VESTA-PRT-0750 | FUSEH 3P 600V 30A CC UL-CSA |  |  |  |  | 59.04 | 188598 |  |  | Vestas |  | 0
VESTA-PRT-0751 | FUSEHOLDER 600V 100A CUBEFUSE |  |  |  |  | 19.68 | 188538 |  |  | Vestas |  | 0
VESTA-PRT-0752 | GALLERY ALUMINIUM. |  |  |  |  | 696.06 | 724412 |  |  | Vestas |  | 0
VESTA-PRT-0753 | GALV ANGLE 45gr. M/M2'' 000120412 |  |  |  |  | 20.86 | 106021 |  |  | Vestas |  | 0
VESTA-PRT-0754 | GAS CYL.SPR.19-200-505-100-WG |  |  |  |  | 59.7 | 115691 |  |  | Vestas |  | 0
VESTA-PRT-0755 | GASKET 92X49X1,5MM |  |  |  |  | 1.64 | 109357 |  |  | Vestas |  | 0
VESTA-PRT-0756 | GASKET EF901D HS STAGE |  |  |  |  | 283.28 | 119110 |  |  | Vestas |  | 0
VESTA-PRT-0757 | GASKET FOR PITCHCYLINDER |  |  |  |  | 3.06 | 781730 |  |  | Vestas |  | 0
VESTA-PRT-0758 | GASKET SET F.PG 9 ADAPTER RING |  |  |  |  | 0.23 | 194287 |  |  | Vestas |  | 0
VESTA-PRT-0759 | GEAR MOUNT EH901E+ 60Hz Mk.8 |  |  |  |  | 749792.2 | 78521608 |  |  | Vestas |  | 0
VESTA-PRT-0760 | GEAR OIL FLTR ELEMENT 3MY FOR CCJ B27/27 |  |  |  |  | 606.4 | 109057 |  |  | Vestas |  | 0
VESTA-PRT-0763 | GEAR OIL PUMP UNIT 170L/MIN 400V 60HZ |  |  |  |  | 5395.74 | 101134 |  |  | Vestas |  | 0
VESTA-PRT-0764 | GEAR OIL TANK SUB MOUNTED |  |  |  |  | 5554.38 | 783055 |  |  | Vestas |  | 0
VESTA-PRT-0765 | GEAR OIL TANK, WELDED |  |  |  |  | 5351.07 | 783054 |  |  | Vestas |  | 0
VESTA-PRT-0766 | GEAR OIL, MOBIL GEAR SHC XMP 320 |  |  |  |  | 28.7 | 60096951 |  |  | Vestas |  | 0
VESTA-PRT-0767 | GLOW SWITCH 4-65W FS-11 |  |  |  |  | 1.95 | 106048 |  |  | Vestas |  | 0
VESTA-PRT-0768 | GOODS FOR CYLINDER SUSPENSION |  |  |  |  | 422.16 |  |  |  | Vestas |  | 0
VESTA-PRT-0769 | GP 2X8, DRILLED |  |  |  |  | 235.44 |  |  |  | Vestas |  | 0
VESTA-PRT-0770 | GRANULATE F. RMF-KL96-R |  |  |  |  | 58.49 | 109209 |  |  | Vestas |  | 0
VESTA-PRT-0771 | GRATE TRAY 100X50 L=1004 |  |  |  |  | 22.32 | 786251 |  |  | Vestas |  | 0
VESTA-PRT-0772 | GRATE TRAY 100X50 L=1904 |  |  |  |  | 34.48 | 786242 |  |  | Vestas |  | 0
VESTA-PRT-0773 | GRATE TRAY COMPLETE L=11020 |  |  |  |  | 384.99 | 78602417 |  |  | Vestas |  | 0
VESTA-PRT-0774 | GRATE TRAY COMPLETED L=19832 |  |  |  |  | 623.07 | 449686 |  |  | Vestas |  | 0
VESTA-PRT-0775 | GRATE TRAY L=16228 COMPLETE |  |  |  |  | 497.87 | 786649 |  |  | Vestas |  | 0
VESTA-PRT-0776 | GRATE TRAY L=19932 COMPLETE |  |  |  |  | 626.72 | 786196 |  |  | Vestas |  | 0
VESTA-PRT-0777 | GRATE TRAY L=704 |  |  |  |  | 53.41 | 786185 |  |  | Vestas |  | 0
VESTA-PRT-0778 | GREASE KL&#220;BERPLEX BEM 41-132 |  |  |  |  | 33.82 | 149190 |  |  | Vestas |  | 0
VESTA-PRT-0779 | GREASE SHELL RHODINA BBZ 400G CARTRIDGE |  |  |  |  | 36.42 | 149047 |  |  | Vestas |  | 0
VESTA-PRT-0780 | GREASE SHELL RHODINA BBZ,181KG BARREL |  |  |  |  | 47.72 | 149048 |  |  | Vestas |  | 0
VESTA-PRT-0781 | GREASE SHELL STAMINA HDS2 |  |  |  |  | 59.53 | 149164 |  |  | Vestas |  | 0
VESTA-PRT-0782 | GREASE SHELL STAMINA HDS2, 400G CARTRID. |  |  |  |  | 106.4 | 149156 |  |  | Vestas |  | 0
VESTA-PRT-0783 | GREASE SKF LG W M1 |  |  |  |  | 12.32 | 149139 |  |  | Vestas |  | 0
VESTA-PRT-0784 | GRIP 1157 14 200 |  |  |  |  | 6.48 | 180048 |  |  | Vestas |  | 0
VESTA-PRT-0785 | GROMMET DG29 &#216;37 |  |  |  |  | 2.49 | 134916 |  |  | Vestas |  | 0
VESTA-PRT-0786 | GROUND BAR FOR DEHN-GUARD |  |  |  |  | 7.34 | 784559 |  |  | Vestas |  | 0
VESTA-PRT-0787 | GROUND CONTACT - 3 BRUSHES |  |  |  |  | 555.37 | 753659 |  |  | Vestas |  | 0
VESTA-PRT-0788 | GROUND CONTACT 3 BRUSH |  |  |  |  | 1196.76 | 753660 |  |  | Vestas |  | 0
VESTA-PRT-0789 | GROUND CONTACT IN DE |  |  |  |  | 2169.02 | 753728 |  |  | Vestas |  | 0
VESTA-PRT-0790 | GROUND CONTAKT TYPE 3 RADIAL |  |  |  |  | 626.35 | 753365 |  |  | Vestas |  | 0
VESTA-PRT-0791 | GROUND TERMINAL FOR COVER 0575-0000 |  |  |  |  | 2.73 | 114115 |  |  | Vestas |  | 0
VESTA-PRT-0792 | GUTTER EXTENSION, 3MW |  |  |  |  | 577.12 | 787103 |  |  | Vestas |  | 0
VESTA-PRT-0793 | HANDLE OHB1RH F LOAD BREAK SW OT16-63E |  |  |  |  | 7.51 |  |  |  | Vestas |  | 0
VESTA-PRT-0794 | HANDLE OHB2RJ F LOAD BREAK SW OT16-125ET |  |  |  |  | 10.15 |  |  |  | Vestas |  | 0
VESTA-PRT-0795 | HARDENER FOR PAINT |  |  |  |  | 53.48 |  |  |  | Vestas |  | 0
VESTA-PRT-0796 | HARDENER FOR PORE FILLER |  |  |  |  | 25.31 |  |  |  | Vestas |  | 0
VESTA-PRT-0797 | HARDENER PUR-GLUE CANNED |  |  |  |  | 84.73 | 899030 |  |  | Vestas |  | 0
VESTA-PRT-0798 | HARDENER SP7856 |  |  |  |  | 139.36 |  |  |  | Vestas |  | 0
VESTA-PRT-0799 | HATCH FOR PLATFORM |  |  |  |  | 249.19 | 786644 |  |  | Vestas |  | 0
VESTA-PRT-0800 | HATCH, OILTIGHT PLATFORM |  |  |  |  | 843.18 | 76600012 |  |  | Vestas |  | 0
VESTA-PRT-0801 | HE 120 A L=3060 |  |  |  |  | 303.82 | 786641 |  |  | Vestas |  | 0
VESTA-PRT-0802 | HEAD CAP SCREW M 8X 35 A4-70 |  |  |  |  | 1.04 | 155724 |  |  | Vestas |  | 0
VESTA-PRT-0803 | HEAT EXCHANGER EXA 36003200 |  |  |  |  | 860.66 | 194998 |  |  | Vestas |  | 0
VESTA-PRT-0804 | HEAT EXCHANGER OFF-LINE |  |  |  |  | 1160.46 | 105136 |  |  | Vestas |  | 0
VESTA-PRT-0805 | HEAT EXCHANGER UL |  |  |  |  | 976.36 | 195040 |  |  | Vestas |  | 0
VESTA-PRT-0806 | HEAT EXCHANGER, GEAR |  |  |  |  | 6584.65 | 784031 |  |  | Vestas |  | 0
VESTA-PRT-0807 | HEAT SINK RESISTOR HSF40A 1K |  |  |  |  | 51.13 | 194817 |  |  | Vestas |  | 0
VESTA-PRT-0808 | HEATER FAN 230V 550W UL |  |  |  |  | 288.7 | 60014730 |  |  | Vestas |  | 0
VESTA-PRT-0809 | HEATING ELEMENT 1KW G2 650mm |  |  |  |  | 425.95 | 194969 |  |  | Vestas |  | 0
VESTA-PRT-0810 | HEATING ELEMENT 200W UL |  |  |  |  | 202.32 | 195004 |  |  | Vestas |  | 0
VESTA-PRT-0811 | HEX BOLT M 6X 90 8.8 GZN |  |  |  |  | 0.16 | 153052 |  |  | Vestas |  | 0
VESTA-PRT-0812 | HEX BOLT M12X 80 A4-70 |  |  |  |  | 4.26 | 152405 |  |  | Vestas |  | 0
VESTA-PRT-0813 | HEX BOLT M16X170 8.8 TZN |  |  |  |  | 11.22 | 152420 |  |  | Vestas |  | 0
VESTA-PRT-0814 | HEX BOLT M16x525 4.6U tZn |  |  |  |  | 8 | 152249 |  |  | Vestas |  | 0
VESTA-PRT-0815 | HEX BOLT M24X130 10.9 DT-DSGZ |  |  |  |  | 26.31 | 152437 |  |  | Vestas |  | 0
VESTA-PRT-0816 | HEX BOLT M30X130 8.8 BLACK |  |  |  |  | 11.02 | 152156 |  |  | Vestas |  | 0
VESTA-PRT-0817 | HEX CAP SCREW M10X65 8.8 TZN |  |  |  |  | 0.38 | 152965 |  |  | Vestas |  | 0
VESTA-PRT-0818 | HEX COUN.SCR. M 4X 10 A4-70 |  |  |  |  | 0.09 | 150908 |  |  | Vestas |  | 0
VESTA-PRT-0819 | HEX HD. NUT M12 GZN |  |  |  |  | 0.06 | 157260 |  |  | Vestas |  | 0
VESTA-PRT-0820 | HEX HD. NUT M12 8 tZn |  |  |  |  | 0.09 | 157352 |  |  | Vestas |  | 0
VESTA-PRT-0821 | HEX HD. NUT M6 8 tZn |  |  |  |  | 0.02 | 157138 |  |  | Vestas |  | 0
VESTA-PRT-0822 | HEX SCR. M10X 35 A4-80 |  |  |  |  | 1.49 | 155389 |  |  | Vestas |  | 0
VESTA-PRT-0823 | HEX SCREW M10X 70 A4-70 |  |  |  |  | 3.37 | 155434 |  |  | Vestas |  | 0
VESTA-PRT-0824 | HEX SOC.H.SCR.M14X140 10.9 DEL |  |  |  |  | 5.58 | 152415 |  |  | Vestas |  | 0
VESTA-PRT-0825 | HEX SOC.SET.SCR M24X90 A4-70 |  |  |  |  | 28.71 | 151632 |  |  | Vestas |  | 0
VESTA-PRT-0826 | HEX SOC.SET.SCR.C M12X35 |  |  |  |  | 0.28 | 151609 |  |  | Vestas |  | 0
VESTA-PRT-0827 | HEX. DOMED NUT DIN 1587 - M8 - 6 - A3J |  |  |  |  | 0.13 | 157552 |  |  | Vestas |  | 0
VESTA-PRT-0828 | HEX.H.SCR.M16X60 10.9 DT-DSGZ |  |  |  |  | 8.72 | 782141 |  |  | Vestas |  | 0
VESTA-PRT-0829 | HEXAGON NUT ISO 4032 - M 5 - A3J |  |  |  |  | 0.02 | 157120 |  |  | Vestas |  | 0
VESTA-PRT-0830 | HEXAGON NUT ISO 4032 - M 5 - A4-70 |  |  |  |  | 0.03 | 157075 |  |  | Vestas |  | 0
VESTA-PRT-0831 | HEXAGON NUT ISO 4032 - M 6 - A3J |  |  |  |  | 0.02 | 157139 |  |  | Vestas |  | 0
VESTA-PRT-0832 | HEXAGON NUT ISO 4032 - M 6 - A4-70 |  |  |  |  | 0.06 | 157076 |  |  | Vestas |  | 0
VESTA-PRT-0833 | HEXAGON NUT ISO 4032 - M 8 - 8 - tZn |  |  |  |  | 0.06 | 157341 |  |  | Vestas |  | 0
VESTA-PRT-0834 | HEXAGON NUT ISO 4032 - M 8 - A3J |  |  |  |  | 0.02 | 157237 |  |  | Vestas |  | 0
VESTA-PRT-0835 | HEXAGON NUT ISO 4032 - M 8 - A4-70 |  |  |  |  | 0.23 | 157077 |  |  | Vestas |  | 0
VESTA-PRT-0836 | HEXAGON NUT ISO 4032 - M10 - 10 - BLACK |  |  |  |  | 0.13 | 154359 |  |  | Vestas |  | 0
VESTA-PRT-0837 | HEXAGON NUT ISO 4032 - M10 - 8 - A3J |  |  |  |  | 0.06 | 157113 |  |  | Vestas |  | 0
VESTA-PRT-0838 | HEXAGON NUT ISO 4032 - M10 - 8 - tZn |  |  |  |  | 0.09 | 157252 |  |  | Vestas |  | 0
VESTA-PRT-0839 | HEXAGON NUT ISO 4032 - M10 - A4-70 |  |  |  |  | 0.6 | 157078 |  |  | Vestas |  | 0
VESTA-PRT-0840 | HEXAGON NUT ISO 4032 - M12 - A4-70 |  |  |  |  | 0.92 | 157079 |  |  | Vestas |  | 0
VESTA-PRT-0841 | HEXAGON NUT ISO 4032 - M16 - 10 - tZn |  |  |  |  | 0.64 | 157997 |  |  | Vestas |  | 0
VESTA-PRT-0842 | HEXAGON NUT ISO 4032 - M20 - 10 - tZn |  |  |  |  | 1.11 | 157067 |  |  | Vestas |  | 0
VESTA-PRT-0843 | HEXAGON NUT ISO 4032 - M20 - 8 - tZn |  |  |  |  | 0.6 | 157066 |  |  | Vestas |  | 0
VESTA-PRT-0844 | Hexagon nut ISO 4032 - M24 - 8 - tZn |  |  |  |  | 0.87 | 157198 |  |  | Vestas |  | 0
VESTA-PRT-0845 | HEXAGON NUT ISO 4032 - M30 - 10 - tZn |  |  |  |  | 1.43 | 154330 |  |  | Vestas |  | 0
VESTA-PRT-0846 | HEXAGON NUT ISO 4032 - M30 - 8 - tZn |  |  |  |  | 1.92 | 157210 |  |  | Vestas |  | 0
VESTA-PRT-0847 | HEXAGON THIN NUT ISO 4035 - M16 - A4-50 |  |  |  |  | 1.07 | 157469 |  |  | Vestas |  | 0
VESTA-PRT-0848 | HEXAGONAL SCREW M 6x10 A4-70 |  |  |  |  | 0.22 | 154171 |  |  | Vestas |  | 0
VESTA-PRT-0849 | HEXAGONAL SCREW M 6x16 8.8 GZN |  |  |  |  | 0.03 | 154261 |  |  | Vestas |  | 0
VESTA-PRT-0850 | HEXBOLT M10x70 8.8U tZn |  |  |  |  | 0.36 | 152214 |  |  | Vestas |  | 0
VESTA-PRT-0851 | HEXBOLT M12x50 - 8.8U - tZn |  |  |  |  | 0.64 | 152226 |  |  | Vestas |  | 0
VESTA-PRT-0852 | HEXBOLT M12X70 8.8U TZN |  |  |  |  | 0.79 | 154245 |  |  | Vestas |  | 0
VESTA-PRT-0853 | HEXBOLT M16x120 8.8U tZn |  |  |  |  | 2.02 | 152237 |  |  | Vestas |  | 0
VESTA-PRT-0854 | HEXSCR. ISO 4017 M12 x 30 8.8U tZn |  |  |  |  | 0.41 | 152496 |  |  | Vestas |  | 0
VESTA-PRT-0855 | HEXSCR. M 8x35 8.8U tZn |  |  |  |  | 0.21 | 153613 |  |  | Vestas |  | 0
VESTA-PRT-0856 | HEXSCR. M10x100 8.8U tZn |  |  |  |  | 0.94 | 155151 |  |  | Vestas |  | 0
VESTA-PRT-0857 | HEXSCR. M10x20 A4-70 |  |  |  |  | 0.79 | 155425 |  |  | Vestas |  | 0
VESTA-PRT-0858 | HEXSCR. M10x30 8.8U tZn |  |  |  |  | 0.28 | 153397 |  |  | Vestas |  | 0
VESTA-PRT-0859 | HEXSCR. M10x35 8.8U tZn |  |  |  |  | 0.3 | 153230 |  |  | Vestas |  | 0
VESTA-PRT-0860 | HEXSCR. M10x65 A4-70 |  |  |  |  | 1.98 | 155432 |  |  | Vestas |  | 0
VESTA-PRT-0861 | HEXSCR. M12x40 8.8U tZn |  |  |  |  | 0.53 | 155138 |  |  | Vestas |  | 0
VESTA-PRT-0862 | HEXSCR. M16x40 8.8U tZn |  |  |  |  | 0.92 | 154415 |  |  | Vestas |  | 0
VESTA-PRT-0863 | HEXSCR. M16x50 8.8U tZn |  |  |  |  | 1.15 | 153321 |  |  | Vestas |  | 0
VESTA-PRT-0864 | HEXSCR. M16X70 8.8U TZN |  |  |  |  | 1.49 | 155142 |  |  | Vestas |  | 0
VESTA-PRT-0865 | HIGH PRESSURE HOSE |  |  |  |  | 48.37 | 781021 |  |  | Vestas |  | 0
VESTA-PRT-0866 | HIGH PRESSURE HOSE L=1140MM |  |  |  |  | 53.23 | 781026 |  |  | Vestas |  | 0
VESTA-PRT-0867 | HIGH PRESSURE HOSE L=1960MM |  |  |  |  | 58.27 | 781023 |  |  | Vestas |  | 0
VESTA-PRT-0868 | HIGH PRESSURE HOSE L=2270mm |  |  |  |  | 123.79 | 781162 |  |  | Vestas |  | 0
VESTA-PRT-0869 | HIGH PRESSURE HOSE L=250MM |  |  |  |  | 47.84 | 781022 |  |  | Vestas |  | 0
VESTA-PRT-0870 | HIGH PRESSURE HOSE L=2970mm |  |  |  |  | 160.34 | 781164 |  |  | Vestas |  | 0
VESTA-PRT-0871 | HIGH PRESSURE HOSE L=320MM |  |  |  |  | 54.31 | 781024 |  |  | Vestas |  | 0
VESTA-PRT-0872 | HIGH PRESSURE HOSE L=350MM |  |  |  |  | 92.24 | 781161 |  |  | Vestas |  | 0
VESTA-PRT-0873 | HIGH PRESSURE HOSE L=350MM |  |  |  |  | 51.46 | 781028 |  |  | Vestas |  | 0
VESTA-PRT-0874 | HIGH PRESSURE HOSE L=5070mm |  |  |  |  | 200.71 | 781163 |  |  | Vestas |  | 0
VESTA-PRT-0875 | HIGH PRESSURE HOSE L=800MM |  |  |  |  | 51.21 | 781032 |  |  | Vestas |  | 0
VESTA-PRT-0876 | HIGH PRESSURE HOSE &#216;8,6 x 2,3 |  |  |  |  | 51.43 | 781418 |  |  | Vestas |  | 0
VESTA-PRT-0877 | HIGHPRES. HOSE &#216;8,6X2,3 L=4650 |  |  |  |  | 133.77 | 131947 |  |  | Vestas |  | 0
VESTA-PRT-0878 | HINGE 50X76X30MM |  |  |  |  | 26.57 | 114117 |  |  | Vestas |  | 0
VESTA-PRT-0879 | HINGE 60X60X36MM |  |  |  |  | 21.47 | 114116 |  |  | Vestas |  | 0
VESTA-PRT-0880 | HIRSCHMANN SPIDER 5TX EEC |  |  |  |  | 0 | 186355 |  |  | Vestas |  | 0
VESTA-PRT-0881 | HIRSCHMANN SWITCH RS2-4TX/1FX |  |  |  |  | 1251.09 | 60112747 |  |  | Vestas |  | 0
VESTA-PRT-0882 | HOLDER 34,5 MM SORT |  |  |  |  | 1.64 | 193783 |  |  | Vestas |  | 0
VESTA-PRT-0883 | HOLDER 42,5MM SORT |  |  |  |  | 2.54 | 193784 |  |  | Vestas |  | 0
VESTA-PRT-0884 | HOLDER CADDY CABLE ERICO 4H58-4 |  |  |  |  | 1.73 | 115549 |  |  | Vestas |  | 0
VESTA-PRT-0885 | HOLDER F.PIPE &#216;35 6.35P SINGLE |  |  |  |  | 1.76 | 109004 |  |  | Vestas |  | 0
VESTA-PRT-0886 | HOLDER FOR CYLINDER |  |  |  |  | 473.59 | 781720 |  |  | Vestas |  | 0
VESTA-PRT-0887 | HOLDER FOR PIPE C4.22 SINGLE |  |  |  |  | 1.07 | 109002 |  |  | Vestas |  | 0
VESTA-PRT-0888 | HOLDER FOR PIPE &#216;14 C3.14 |  |  |  |  | 0.76 | 108966 |  |  | Vestas |  | 0
VESTA-PRT-0889 | HOLDER FOR PIPE &#216;18 C3.18 |  |  |  |  | 1.61 | 109006 |  |  | Vestas |  | 0
VESTA-PRT-0890 | HOLDER FOR PIPE &#216;25 4.25 |  |  |  |  | 1.07 | 108967 |  |  | Vestas |  | 0
VESTA-PRT-0891 | HOLDER FOR PIPE &#216;28 5.28 C5 |  |  |  |  | 1.24 | 108918 |  |  | Vestas |  | 0
VESTA-PRT-0892 | HOLDER FOR PIPE &#216;32 C5.32 |  |  |  |  | 1.23 | 108921 |  |  | Vestas |  | 0
VESTA-PRT-0893 | HOOD F. 6 POL PLUG |  |  |  |  | 8.06 | 190801 |  |  | Vestas |  | 0
VESTA-PRT-0894 | Hose |  |  |  |  | 61.94 | 788082 |  |  | Vestas |  | 0
VESTA-PRT-0895 | HOSE CONNEC. PIPE AND FITTINGS |  |  |  |  | 49.89 | 783242 |  |  | Vestas |  | 0
VESTA-PRT-0897 | HOSE EXPANSION COOLER LEFT TOP |  |  |  |  | 19.41 | 783247 |  |  | Vestas |  | 0
VESTA-PRT-0898 | HOSE F. GEAR COOLING, COLD MK4 |  |  |  |  | 474.82 | 784167 |  |  | Vestas |  | 0
VESTA-PRT-0899 | HOSE F. RETURN OIL, OFFLINE |  |  |  |  | 66.4 | 781771 |  |  | Vestas |  | 0
VESTA-PRT-0900 | HOSE FLEX 21.2MM BLACK |  |  |  |  | 2.81 | 146471 |  |  | Vestas |  | 0
VESTA-PRT-0901 | HOSE FOR COOLER |  |  |  |  | 46.95 | 105145 |  |  | Vestas |  | 0
VESTA-PRT-0902 | HOSE FOR COOLING PIPE, COL |  |  |  |  | 370.79 | 783780 |  |  | Vestas |  | 0
VESTA-PRT-0903 | HOSE FOR COOLING PIPE, HOT |  |  |  |  | 354.29 | 783781 |  |  | Vestas |  | 0
VESTA-PRT-0904 | HOSE FOR EVAPORATION TANK |  |  |  |  | 167.09 | 783073 |  |  | Vestas |  | 0
VESTA-PRT-0905 | HOSE FOR FILTER/EXCHANGER |  |  |  |  | 1262.03 | 783036 |  |  | Vestas |  | 0
VESTA-PRT-0906 | HOSE FOR GEAR COOLING, HOT MK4 |  |  |  |  | 420.47 | 784168 |  |  | Vestas |  | 0
VESTA-PRT-0907 | HOSE FOR GENERATOR, COLD |  |  |  |  | 152.71 | 788459 |  |  | Vestas |  | 0
VESTA-PRT-0908 | HOSE FOR GENERATOR, HOT |  |  |  |  | 220.49 | 783270 |  |  | Vestas |  | 0
VESTA-PRT-0909 | HOSE FOR INLET |  |  |  |  | 30.21 | 785749 |  |  | Vestas |  | 0
VESTA-PRT-0913 | HOSE HYDRAULIC 1 L 600 |  |  |  |  | 120.98 | 788932 |  |  | Vestas |  | 0
VESTA-PRT-0914 | HOSE, PUMPE, GEAR |  |  |  |  | 15 | 783176 |  |  | Vestas |  | 0
VESTA-PRT-0915 | HOSES FOR BLADE BEARING A |  |  |  |  | 1022.05 | 781607 |  |  | Vestas |  | 0
VESTA-PRT-0916 | HOSES FOR BLADE BEARING B |  |  |  |  | 1027.5 | 781604 |  |  | Vestas |  | 0
VESTA-PRT-0917 | HOSES FOR BLADE BEARING C |  |  |  |  | 1029.33 | 781609 |  |  | Vestas |  | 0
VESTA-PRT-0918 | HOUSE FOR BLADE LOCK SYSTEM |  |  |  |  | 250.06 | 781070 |  |  | Vestas |  | 0
VESTA-PRT-0919 | HOUSING FOR SPHERICAL BEARING |  |  |  |  | 669.74 | 781785 |  |  | Vestas |  | 0
VESTA-PRT-0920 | HUB CONTROLLER A 3,0MW UL |  |  |  |  | 5449.77 | 784906 |  |  | Vestas |  | 0
VESTA-PRT-0921 | HUB CONTROLLER B 3,0MW UL |  |  |  |  | 6529.85 | 784909 |  |  | Vestas |  | 0
VESTA-PRT-0922 | HUB CONTROLLER C 3.0MW |  |  |  |  | 4795.59 | 784957 |  |  | Vestas |  | 0
VESTA-PRT-0923 | HUB FOR GEN VC420 EMC |  |  |  |  | 678.87 | 753712 |  |  | Vestas |  | 0
VESTA-PRT-0924 | HUB GREASE COLLECTING BAG |  |  |  |  | 54.29 | 117615 |  |  | Vestas |  | 0
VESTA-PRT-0926 | HUDR PUMP VAR 45CC |  |  |  |  | 280.43 | 105601 |  |  | Vestas |  | 0
VESTA-PRT-0927 | HV CAUTION SIGN 100X100X100MM |  |  |  |  | 1.15 | 116342 |  |  | Vestas |  | 0
VESTA-PRT-0928 | HY OIL RANDO TEXACO |  |  |  |  | 7.63 | 149110 |  |  | Vestas |  | 0
VESTA-PRT-0931 | HYD. FIT. CAP 10FNTXS PARKER |  |  |  |  | 7.65 | 132428 |  |  | Vestas |  | 0
VESTA-PRT-0932 | HYD.FIT. 16 F64OMX PARKER |  |  |  |  | 51.49 | 131381 |  |  | Vestas |  | 0
VESTA-PRT-0933 | HYD.FIT. ANGLE ADAPTOR 10EMTXS |  |  |  |  | 12.51 | 131193 |  |  | Vestas |  | 0
VESTA-PRT-0934 | HYD.FIT.CONN. M-38-1 1/2 |  |  |  |  | 25.37 | 131207 |  |  | Vestas |  | 0
VESTA-PRT-0935 | HYD.FIT.CONN. MALE 4-4F42EDMXS |  |  |  |  | 2.96 | 131042 |  |  | Vestas |  | 0
VESTA-PRT-0936 | HYDR ACCU 2.0 L 50 BAR |  |  |  |  | 910.43 | 110054 |  |  | Vestas |  | 0
VESTA-PRT-0937 | HYDR ACCU 20L 110 BAR ASME |  |  |  |  | 2741.92 | 111037 |  |  | Vestas |  | 0
VESTA-PRT-0938 | HYDR ACCU 20L 110BAR ASME |  |  |  |  | 0 | 111043 |  |  | Vestas |  | 0
VESTA-PRT-0939 | HYDR ACCU 20L 110BAR CE |  |  |  |  | 1775.69 | 111023 |  |  | Vestas |  | 0
VESTA-PRT-0940 | HYDR ACCU 20L 85BAR CE/ASME |  |  |  |  | 1839.68 | 111033 |  |  | Vestas |  | 0
VESTA-PRT-0941 | HYDR ACCU BLOCK G2 |  |  |  |  | 282.49 | 781727 |  |  | Vestas |  | 0
VESTA-PRT-0942 | HYDR ACCU BRACKET DUAL |  |  |  |  | 286.31 | 781799 |  |  | Vestas |  | 0
VESTA-PRT-0943 | HYDR ACCU HEATING ELEMENT 700W |  |  |  |  | 1142.79 | 781795 |  |  | Vestas |  | 0
VESTA-PRT-0946 | HYDR BELL HOUSING |  |  |  |  | 760.2 | 105126 |  |  | Vestas |  | 0
VESTA-PRT-0951 | HYDR COUPLING FOR MOTOR |  |  |  |  | 68.35 | 105125 |  |  | Vestas |  | 0
VESTA-PRT-0952 | HYDR COUPLING FOR PUMP |  |  |  |  | 74.09 | 105124 |  |  | Vestas |  | 0
VESTA-PRT-0953 | HYDR CYL 125/85 X 760 |  |  |  |  | 8356.32 | 108598 |  |  | Vestas |  | 0
VESTA-PRT-0954 | HYDR FLTR 3MY DIN 24550 SIZE 1000 |  |  |  |  | 301.96 | 130516 |  |  | Vestas |  | 0
VESTA-PRT-0957 | HYDR FTG 12, BSPP 3/8, JIC 3/4 ELBOW |  |  |  |  | 11.24 | 131421 |  |  | Vestas |  | 0
VESTA-PRT-0959 | HYDR FTG ANGLE &#216;8 OSV08LXWD |  |  |  |  | 12.22 | 132957 |  |  | Vestas |  | 0
VESTA-PRT-0960 | HYDR FTG ANGLE W/UNION |  |  |  |  | 6.08 | 131783 |  |  | Vestas |  | 0
VESTA-PRT-0964 | HYDR FTG CAP FOR GREASE NIPPLE |  |  |  |  | 0.09 | 149497 |  |  | Vestas |  | 0
VESTA-PRT-0965 | HYDR FTG ELB MALE 90DEG |  |  |  |  | 6.9 | 131217 |  |  | Vestas |  | 0
VESTA-PRT-0966 | HYDR FTG ELBOW |  |  |  |  | 82.13 | 131653 |  |  | Vestas |  | 0
VESTA-PRT-0967 | HYDR FTG ELBOW |  |  |  |  | 30.68 | 131647 |  |  | Vestas |  | 0
VESTA-PRT-0972 | HYDR FTG GREASEVNIPPLE M8X1.25 H1A STA. |  |  |  |  | 0.36 | 149300 |  |  | Vestas |  | 0
VESTA-PRT-0973 | HYDR FTG HOUSING FOR SENSOR, PTFE |  |  |  |  | 22.64 | 166300 |  |  | Vestas |  | 0
VESTA-PRT-0974 | HYDR FTG MALE |  |  |  |  | 14.56 | 131054 |  |  | Vestas |  | 0
VESTA-PRT-0975 | HYDR FTG MALE |  |  |  |  | 3.82 | 131119 |  |  | Vestas |  | 0
VESTA-PRT-0978 | HYDR FTG NITRILE RUBB. 350X300X4MM, P559 |  |  |  |  | 20.11 | 108553 |  |  | Vestas |  | 0
VESTA-PRT-0979 | HYDR FTG NITRILE RUBB. 50X80X4MM, P559 |  |  |  |  | 4.61 | 108545 |  |  | Vestas |  | 0
VESTA-PRT-0985 | HYDR FTG PLUG M8X&#216;1.6 |  |  |  |  | 11.47 | 109561 |  |  | Vestas |  | 0
VESTA-PRT-0986 | HYDR FTG PLUG &#216;28 |  |  |  |  | 7.53 | 146335 |  |  | Vestas |  | 0
VESTA-PRT-0988 | HYDR FTG PUSH-IN &#216;6-M8X1 |  |  |  |  | 24.12 | 101138 |  |  | Vestas |  | 0
VESTA-PRT-0989 | HYDR FTG RUBBER DAMPER |  |  |  |  | 32.79 | 108565 |  |  | Vestas |  | 0
VESTA-PRT-0993 | HYDR FTG SCREW-ON &#216;18 |  |  |  |  | 3.66 | 132972 |  |  | Vestas |  | 0
VESTA-PRT-0994 | HYDR FTG SDBT - 6xM10 |  |  |  |  | 13.52 | 131750 |  |  | Vestas |  | 0
VESTA-PRT-0997 | HYDR FTG STR.CONN. |  |  |  |  | 11.19 | 146190 |  |  | Vestas |  | 0
VESTA-PRT-0998 | HYDR FTG UNION &#248;28 M36X2 |  |  |  |  | 4.61 | 130295 |  |  | Vestas |  | 0
VESTA-PRT-0999 | HYDR HOLDER F. PIPE SINGLE &#216;38 |  |  |  |  | 2.15 | 108922 |  |  | Vestas |  | 0
VESTA-PRT-0012 | 1-in. ANGLE 45 DG. |  |  |  |  | 8.32 | 109419 |  |  | Vestas |  | 0
VESTA-PRT-0013 | 1-in. COOLING COIL VCS-MW |  |  |  |  | 64.26 | 785338 |  |  | Vestas |  | 0
VESTA-PRT-0014 | 1-in. X 1/4-in. X 1-in. TEE FITTING |  |  |  |  | 11.91 | 109308 |  |  | Vestas |  | 0
VESTA-PRT-0015 | 1-in.-3/4-in. NIPPLE, GALV |  |  |  |  | 3.12 | 109440 |  |  | Vestas |  | 0
VESTA-PRT-0017 | 1/4-in. PETTINATOLI BALL COCK M/N |  |  |  |  | 9.23 | 109375 |  |  | Vestas |  | 0
VESTA-PRT-0022 | 1YDRAULIC HOSE 1/4-in. L=3085MM |  |  |  |  | 60.3 | 781669 |  |  | Vestas |  | 0
VESTA-PRT-0024 | 2 &#189;-in. NIPPLE |  |  |  |  | 132.73 | 783484 |  |  | Vestas |  | 0
VESTA-PRT-0026 | 2-in. 90DG. ANGLE |  |  |  |  | 7.88 | 109349 |  |  | Vestas |  | 0
VESTA-PRT-0027 | 2-in.-1-in. CROSS FITTING, GALV. |  |  |  |  | 30.63 | 109437 |  |  | Vestas |  | 0
VESTA-PRT-0028 | 2-in.-2-in.-&#189;-in. TEER, GALV |  |  |  |  | 35.23 | 109438 |  |  | Vestas |  | 0
VESTA-PRT-0036 | 3-PLUG VALVE 2-in. BSP AKO |  |  |  |  | 1016.7 | 109625 |  |  | Vestas |  | 0
VESTA-PRT-0043 | 90DEGREE ANGLE 1-in. |  |  |  |  | 3.33 | 109335 |  |  | Vestas |  | 0
VESTA-PRT-0068 | ANGLE 3/8-in. 92 AISI 316 |  |  |  |  | 57.8 | 131169 |  |  | Vestas |  | 0
VESTA-PRT-0070 | ANGLE BSP 1-in. - &#216;28 45gr |  |  |  |  | 73.93 | 132902 |  |  | Vestas |  | 0
VESTA-PRT-0079 | ANGLE JIC X BSP 9/16-in.- 18 |  |  |  |  | 10.97 | 131362 |  |  | Vestas |  | 0
VESTA-PRT-0080 | ANGULAR FITTING &#216;6X1,5 - 1,8-in. |  |  |  |  | 16.87 | 131146 |  |  | Vestas |  | 0
VESTA-PRT-0107 | BALL COCK 1-in. W/T-GRIP |  |  |  |  | 30.83 | 109370 |  |  | Vestas |  | 0
VESTA-PRT-0108 | BALL COCK 1&#189;-in. |  |  |  |  | 54.74 | 109362 |  |  | Vestas |  | 0
VESTA-PRT-0109 | BALL COCK 3/4-in. W/T-GRIP |  |  |  |  | 16.1 | 109441 |  |  | Vestas |  | 0
VESTA-PRT-0128 | BEND PIPE 1/4-in. x 520 |  |  |  |  | 132.36 | 781412 |  |  | Vestas |  | 0
VESTA-PRT-0129 | BEND PIPE 3/8-in. x 495 |  |  |  |  | 150.57 | 781413 |  |  | Vestas |  | 0
VESTA-PRT-0470 | COLLAR NIPPLE 1-in. RG |  |  |  |  | 2.94 | 106182 |  |  | Vestas |  | 0
VESTA-PRT-0600 | DIFFUSER 1 1/2-in., WITH CONE |  |  |  |  | 284.56 | 131171 |  |  | Vestas |  | 0
VESTA-PRT-0644 | ELECTRIC ACTUATOR 2WAY. 1&#189;-in. |  |  |  |  | 932.28 | 115325 |  |  | Vestas |  | 0
VESTA-PRT-0645 | ELECTRIC ACTUATOR 3WAY. 3/4-in. |  |  |  |  | 1099.51 | 115326 |  |  | Vestas |  | 0
VESTA-PRT-0649 | EMERGENCY HOSE 1-in. |  |  |  |  | 130.53 | 781770 |  |  | Vestas |  | 0
VESTA-PRT-0650 | EMERGENCY HOSE 915MM 1-in. |  |  |  |  | 116.87 | 781761 |  |  | Vestas |  | 0
VESTA-PRT-0709 | FLANGES HALF SET 1 1/4-in. SAE |  |  |  |  | 20.55 | 131292 |  |  | Vestas |  | 0
VESTA-PRT-0710 | FLANGES HALF SET 1/2-in. SAE |  |  |  |  | 12.69 | 131291 |  |  | Vestas |  | 0
VESTA-PRT-0711 | FLANGES HALF SET 1/2-in. SAE |  |  |  |  | 14.29 | 131295 |  |  | Vestas |  | 0
VESTA-PRT-0712 | FLANGES HALF SET 3/4-in. SAE |  |  |  |  | 18.66 | 131296 |  |  | Vestas |  | 0
VESTA-PRT-0713 | FLANGES, HALF, SET 1-in. SAE |  |  |  |  | 26.47 | 131297 |  |  | Vestas |  | 0
VESTA-PRT-0731 | FLOW REGULATOR 2-in. V=8630I/H |  |  |  |  | 277.8 | 109443 |  |  | Vestas |  | 0
VESTA-PRT-0761 | GEAR OIL HOSE 2 1/2-in., L=855MM |  |  |  |  | 693.13 | 783109 |  |  | Vestas |  | 0
VESTA-PRT-0762 | GEAR OIL PIPE 2-in. EXCHANGER/GEAR |  |  |  |  | 2132.56 | 783032 |  |  | Vestas |  | 0
VESTA-PRT-0896 | HOSE COUPLING 3D982-4-4 1/4-in.RG |  |  |  |  | 3.25 | 148949 |  |  | Vestas |  | 0
VESTA-PRT-0910 | HOSE FOR LEVEL BLOCK 1000MM 1-in. |  |  |  |  | 94.95 | 781762 |  |  | Vestas |  | 0
VESTA-PRT-0911 | HOSE FOR OUTLET OVERFLOW, 3/4-in. |  |  |  |  | 85.16 | 784663 |  |  | Vestas |  | 0
VESTA-PRT-0912 | HOSE FOR OUTLET OVERFLOW, 3/4-in. |  |  |  |  | 75.57 | 784682 |  |  | Vestas |  | 0
VESTA-PRT-0925 | HUB HOSE PLASTIC 1/4-in. ARMED |  |  |  |  | 1.24 | 109777 |  |  | Vestas |  | 0
VESTA-PRT-0929 | HYD. FIT. 27PA1212 1.1/16-in.-12 |  |  |  |  | 21.93 | 131215 |  |  | Vestas |  | 0
VESTA-PRT-0930 | HYD. FIT. 27PA1620 1.5/16-in.-12 |  |  |  |  | 34.65 | 131222 |  |  | Vestas |  | 0
VESTA-PRT-0944 | HYDR AIR FILTER SINTER METAL G1/4-in. |  |  |  |  | 3.26 | 109085 |  |  | Vestas |  | 0
VESTA-PRT-0945 | HYDR BALL VALVE 3/4-in. |  |  |  |  | 40.15 | 109368 |  |  | Vestas |  | 0
VESTA-PRT-0947 | HYDR BOND SEAL 1-in.BSP M33 1,5/16-in.UNF |  |  |  |  | 0.92 | 132508 |  |  | Vestas |  | 0
VESTA-PRT-0948 | HYDR BOND SEAL 1/4-in.BSP M12 1/2-in.UNF |  |  |  |  | 1.1 | 133681 |  |  | Vestas |  | 0
VESTA-PRT-0949 | HYDR BOND SEAL 2.1/2-in.BSP |  |  |  |  | 7.38 | 133685 |  |  | Vestas |  | 0
VESTA-PRT-0950 | HYDR BOND SEAL 3/4-in.BSP M24/26 1-in.UNF |  |  |  |  | 4.56 | 133683 |  |  | Vestas |  | 0
VESTA-PRT-0955 | HYDR FTG 1-in. STRAIGHT FLANGE |  |  |  |  | 34.01 | 131272 |  |  | Vestas |  | 0
VESTA-PRT-0956 | HYDR FTG 1.1/4-in. SAE BLINDFLANGE 3000PSI |  |  |  |  | 25.03 | 131312 |  |  | Vestas |  | 0
VESTA-PRT-0958 | HYDR FTG 6X1.5-1/8-in. PUSH IN |  |  |  |  | 8.27 | 132381 |  |  | Vestas |  | 0
VESTA-PRT-0961 | HYDR FTG BLANKING FLANGE 3/4-in.SAE 6000PSI |  |  |  |  | 25.54 | 131204 |  |  | Vestas |  | 0
VESTA-PRT-0962 | HYDR FTG BLANKING FLANGE 3/4-in.SAE 6000PSI |  |  |  |  | 19.66 | 131205 |  |  | Vestas |  | 0
VESTA-PRT-0963 | HYDR FTG BONDED SEAL R2-in. |  |  |  |  | 2.35 | 132512 |  |  | Vestas |  | 0
VESTA-PRT-0968 | HYDR FTG FLANGE SAE1-in. 3000PSI |  |  |  |  | 16.08 | 131269 |  |  | Vestas |  | 0
VESTA-PRT-0969 | HYDR FTG FLANGE SAE2-in. 3000PSI |  |  |  |  | 33.26 | 131265 |  |  | Vestas |  | 0
VESTA-PRT-0970 | HYDR FTG FLANGE SAE3/4-in. 3000PSI |  |  |  |  | 15.12 | 131268 |  |  | Vestas |  | 0
VESTA-PRT-0971 | HYDR FTG FLANGE SET 1-1/1-in.SAE 3000PSI |  |  |  |  | 25.95 | 131266 |  |  | Vestas |  | 0
VESTA-PRT-0976 | HYDR FTG MINIMESH NIPPLE G1/4-in. |  |  |  |  | 11.98 | 109114 |  |  | Vestas |  | 0
VESTA-PRT-0977 | HYDR FTG NIPPLE 3/4-in.BSP/M18X1.5 |  |  |  |  | 10.3 | 783765 |  |  | Vestas |  | 0
VESTA-PRT-0980 | HYDR FTG PLUG 1 1/2-in.BSP HEX SOCKE W.SEAL |  |  |  |  | 14.56 | 146342 |  |  | Vestas |  | 0
VESTA-PRT-0981 | HYDR FTG PLUG 1-in.BSP HEX SOCKET W.SEAL |  |  |  |  | 8.89 | 146344 |  |  | Vestas |  | 0
VESTA-PRT-0982 | HYDR FTG PLUG 1/2-in.BSP HEX SOCKET W.SEAL |  |  |  |  | 3.33 | 146370 |  |  | Vestas |  | 0
VESTA-PRT-0983 | HYDR FTG PLUG 2-in.BSP HEX SOCKET |  |  |  |  | 28.17 | 108736 |  |  | Vestas |  | 0
VESTA-PRT-0984 | HYDR FTG PLUG 3/4-in.BSP HEX SOCKET w.SEAL |  |  |  |  | 4.86 | 146341 |  |  | Vestas |  | 0
VESTA-PRT-0987 | HYDR FTG PLUG W PACKRING 1/4-in. |  |  |  |  | 2.28 | 132445 |  |  | Vestas |  | 0
VESTA-PRT-0990 | HYDR FTG SCREWING-ON &#248;28x1-in. BSP |  |  |  |  | 13.05 | 132948 |  |  | Vestas |  | 0
VESTA-PRT-0991 | HYDR FTG SCREWING-ON &#248;8x1/4-in. BSP |  |  |  |  | 3.09 | 132950 |  |  | Vestas |  | 0
VESTA-PRT-0992 | HYDR FTG SCREWING-ON &#248;8x1/4-in. BSP |  |  |  |  | 15.57 | 132971 |  |  | Vestas |  | 0
VESTA-PRT-0995 | HYDR FTG SDBT -38xG1-1/2-in. |  |  |  |  | 115.18 | 131255 |  |  | Vestas |  | 0
VESTA-PRT-0996 | HYDR FTG SDE45 - 25xG1-in.A |  |  |  |  | 51.36 | 146158 |  |  | Vestas |  | 0
VESTA-PRT-1000 | HYDR HOSE 1-in. 90 1200MM |  |  |  |  | 387.12 | 105618 |  |  | Vestas |  | 0
VESTA-PRT-1001 | HYDR HOSE 1-in. L=1350MM |  |  |  |  | 213.75 | 788934 |  |  | Vestas |  | 0
VESTA-PRT-1002 | HYDR HOSE 1/2-in. l=2880MM |  |  |  |  | 205.46 | 781661 |  |  | Vestas |  | 0
VESTA-PRT-1003 | HYDR HOSE 1/2-in. l=3125MM |  |  |  |  | 214.18 | 781666 |  |  | Vestas |  | 0
VESTA-PRT-1004 | HYDR HOSE 1/2-in., L=2375MM |  |  |  |  | 187.44 | 782031 |  |  | Vestas |  | 0
VESTA-PRT-1005 | HYDR HOSE 1/2-in., L=2410MM |  |  |  |  | 188.76 | 782035 |  |  | Vestas |  | 0
VESTA-PRT-1006 | HYDR HOSE 1/2-in., L=3640MM |  |  |  |  | 210.79 | 782039 |  |  | Vestas |  | 0
VESTA-PRT-1007 | HYDR HOSE 1/4-in., L=2290MM |  |  |  |  | 51.71 | 782032 |  |  | Vestas |  | 0
VESTA-PRT-1008 | HYDR HOSE 1/4-in., L=2330MM |  |  |  |  | 52.35 | 782036 |  |  | Vestas |  | 0
VESTA-PRT-1009 | HYDR HOSE 1/4-in., L=3600MM |  |  |  |  | 63.43 | 782040 |  |  | Vestas |  | 0
VESTA-PRT-1010 | HYDR HOSE 3/4-in. l=1630MM |  |  |  |  | 165.1 | 781665 |  |  | Vestas |  | 0
VESTA-PRT-1011 | HYDR HOSE 3/4-in. l=2825MM |  |  |  |  | 219.83 | 781670 |  |  | Vestas |  | 0
VESTA-PRT-1012 | HYDR HOSE 3/4-in., L=2530MM |  |  |  |  | 224.58 | 782030 |  |  | Vestas |  | 0
VESTA-PRT-1013 | HYDR HOSE 3/4-in., L=2540MM |  |  |  |  | 227.04 | 782034 |  |  | Vestas |  | 0
VESTA-PRT-1014 | HYDR HOSE 3/4-in., L=3760MM |  |  |  |  | 279.25 | 782038 |  |  | Vestas |  | 0
VESTA-PRT-1015 | HYDR HOSE 5/8-in. FLEX |  |  |  |  | 1.79 | 146470 |  |  | Vestas |  | 0
VESTA-PRT-1016 | HYDR HOSE 5/8-in., L=2380MM |  |  |  |  | 203.54 | 782033 |  |  | Vestas |  | 0
VESTA-PRT-1017 | HYDR HOSE 5/8-in., L=2805MM |  |  |  |  | 220.23 | 782041 |  |  | Vestas |  | 0
VESTA-PRT-1018 | HYDR HOSE 5/8-in., L=2940MM |  |  |  |  | 230.36 | 782037 |  |  | Vestas |  | 0
VESTA-PRT-1019 | HYDR HOSE OT F4 01 03 04 00 |  |  |  |  | 121.92 | 105638 |  |  | Vestas |  | 0
VESTA-PRT-1020 | HYDR HUB CYLINDER COVER LARGE |  |  |  |  | 136.99 | 781733 |  |  | Vestas |  | 0
VESTA-PRT-1021 | HYDR LEVEL SWITCH V=350 PT 100 |  |  |  |  | 786.82 | 105173 |  |  | Vestas |  | 0
VESTA-PRT-1022 | HYDR LOGIC VALVE DKHS-XHN |  |  |  |  | 1804.43 | 105639 |  |  | Vestas |  | 0
VESTA-PRT-1023 | HYDR MANIFOLD PITCH CYLINDER MOUNT |  |  |  |  | 9918.31 | 109673 |  |  | Vestas |  | 0
VESTA-PRT-1024 | HYDR OIL TEXACO RANDO WM 32, 1000 L |  |  |  |  | 9.89 | 149163 |  |  | Vestas |  | 0
VESTA-PRT-1025 | HYDR PIPE 6X1, JIC 7/46-20 BRAKE RETURN |  |  |  |  | 36.76 | 763572 |  |  | Vestas |  | 0
VESTA-PRT-1026 | HYDR PRES FLOW VALVE |  |  |  |  | 1015.31 | 105640 |  |  | Vestas |  | 0
VESTA-PRT-1027 | HYDR PRESS TRANSMITTER |  |  |  |  | 682.41 | 109270 |  |  | Vestas |  | 0
VESTA-PRT-1028 | HYDR PRESS TRANSMITTER0-400BAR |  |  |  |  | 228.02 | 109277 |  |  | Vestas |  | 0
VESTA-PRT-1029 | HYDR PRESSURE RELIEF VALVE 260 BAR |  |  |  |  | 175.63 | 105120 |  |  | Vestas |  | 0
VESTA-PRT-1030 | HYDR PRESSURE SENSOR IFM0-250MBAR |  |  |  |  | 437.42 | 109599 |  |  | Vestas |  | 0
VESTA-PRT-1031 | HYDR PUMP 32CC |  |  |  |  | 4539.73 | 105114 |  |  | Vestas |  | 0
VESTA-PRT-1032 | HYDR PUMP FOR ARRETER SYSTEM |  |  |  |  | 946.42 | 109821 |  |  | Vestas |  | 0
VESTA-PRT-1033 | HYDR PUMP GREASE BLADE BEARING |  |  |  |  | 3943.24 | 103819 |  |  | Vestas |  | 0
VESTA-PRT-1034 | HYDR PUMP UNIT 40 L/MIN |  |  |  |  | 41072.93 | 110036 |  |  | Vestas |  | 0
VESTA-PRT-1035 | HYDR PUMP UNIT 45CCM 22KW |  |  |  |  | 41078.21 | 110038 |  |  | Vestas |  | 0
VESTA-PRT-1036 | HYDR RELIEF VALVE 85 BAR |  |  |  |  | 689.51 | 110053 |  |  | Vestas |  | 0
VESTA-PRT-1037 | HYDR ROTATING UNION V90, 3MW |  |  |  |  | 6119.05 | 130483 |  |  | Vestas |  | 0
VESTA-PRT-1038 | HYDR RUBBER MOUNT FOR ACCU |  |  |  |  | 28.57 | 109896 |  |  | Vestas |  | 0
VESTA-PRT-1039 | HYDR STUD CONNECTOR &#216;8 1/4-in. |  |  |  |  | 2.08 | 132123 |  |  | Vestas |  | 0
VESTA-PRT-1040 | HYDR VAL CHECK CV11-12-P-0-2.5 |  |  |  |  | 77.12 | 131301 |  |  | Vestas |  | 0
VESTA-PRT-1041 | HYDR VAL CHECK CV3-10-P-0-3 |  |  |  |  | 44.93 | 131084 |  |  | Vestas |  | 0
VESTA-PRT-1042 | HYDR VAL SOLENOID |  |  |  |  | 342.62 | 131035 |  |  | Vestas |  | 0
VESTA-PRT-1043 | HYDR VAL SOLENOID 3/2 W1DCA7 24VDC |  |  |  |  | 487.57 | 131325 |  |  | Vestas |  | 0
VESTA-PRT-1044 | HYDR VALVE CWCG-LGN |  |  |  |  | 733.24 | 105636 |  |  | Vestas |  | 0
VESTA-PRT-1045 | HYDR. CYL 100/65X760 |  |  |  |  | 7792.14 | 108596 |  |  | Vestas |  | 0
VESTA-PRT-1046 | HYDR. DISTRIBRUTION BLOCK 3MW |  |  |  |  | 3570.62 | 101116 |  |  | Vestas |  | 0
VESTA-PRT-1047 | HYDR. HOSE 3/4-in. L=1400MM, V100 |  |  |  |  | 170.23 | 781745 |  |  | Vestas |  | 0
VESTA-PRT-1048 | HYDR. STATION F BREMSE 60HZ UL |  |  |  |  | 4126.88 | 110046 |  |  | Vestas |  | 0
VESTA-PRT-1049 | HYDR.AD.ACCUM.0,16/250/25 |  |  |  |  | 241.98 | 103809 |  |  | Vestas |  | 0
VESTA-PRT-1050 | HYDR.AD.ACCUM.2,0/100/30 |  |  |  |  | 988.72 | 103808 |  |  | Vestas |  | 0
VESTA-PRT-1051 | HYDR.CYL. &#216;25X MIN/MAX373/448 |  |  |  |  | 815.76 | 108595 |  |  | Vestas |  | 0
VESTA-PRT-1052 | HYDR.FITT. 1/16-12X7/8-14 JIC |  |  |  |  | 5.92 | 146151 |  |  | Vestas |  | 0
VESTA-PRT-1053 | HYDR.GEAR PUMP 10-1,0 |  |  |  |  | 809.4 | 103712 |  |  | Vestas |  | 0
VESTA-PRT-1054 | HYDR.VALVE POPPET 1NA |  |  |  |  | 0 | 101306 |  |  | Vestas |  | 0
VESTA-PRT-1055 | HYDR.VALVE PRESS RELIEF |  |  |  |  | 768.04 | 101302 |  |  | Vestas |  | 0
VESTA-PRT-1056 | HYDR_FTG |  |  |  |  | 3.88 | 131413 |  |  | Vestas |  | 0
VESTA-PRT-1057 | HYDR_FTG |  |  |  |  | 12.15 | 131126 |  |  | Vestas |  | 0
VESTA-PRT-1058 | HYDR_FTG_ANGLE_W.UNION |  |  |  |  | 27.25 | 131773 |  |  | Vestas |  | 0
VESTA-PRT-1059 | HYDR_FTG_ELBOW_MALE |  |  |  |  | 14.56 | 131188 |  |  | Vestas |  | 0
VESTA-PRT-1060 | HYDR_FTG_MALE |  |  |  |  | 8.29 | 131050 |  |  | Vestas |  | 0
VESTA-PRT-1061 | HYDRAULIC ACCUMULATOR MOUNT ASME |  |  |  |  | 7752.08 | 781860 |  |  | Vestas |  | 0
VESTA-PRT-1062 | HYDRAULIC ACCUMULATOR SET OF SPRINGS |  |  |  |  | 82.03 | 781796 |  |  | Vestas |  | 0
VESTA-PRT-1063 | HYDRAULIC FITTING 7/8 14X7/8 14 JIC |  |  |  |  | 4.22 | 146150 |  |  | Vestas |  | 0
VESTA-PRT-1064 | HYDRAULIC HOSE |  |  |  |  | 43.39 | 105113 |  |  | Vestas |  | 0
VESTA-PRT-1065 | HYDRAULIC HOSE |  |  |  |  | 128.53 | 105128 |  |  | Vestas |  | 0
VESTA-PRT-1066 | HYDRAULIC HOSE |  |  |  |  | 28.06 | 105130 |  |  | Vestas |  | 0
VESTA-PRT-1067 | HYDRAULIC HOSE |  |  |  |  | 186.5 | 105131 |  |  | Vestas |  | 0
VESTA-PRT-1068 | HYDRAULIC HOSE |  |  |  |  | 63.39 | 105137 |  |  | Vestas |  | 0
VESTA-PRT-1069 | HYDRAULIC HOSE |  |  |  |  | 62.67 | 105138 |  |  | Vestas |  | 0
VESTA-PRT-1070 | HYDRAULIC HOSE |  |  |  |  | 58.83 | 105139 |  |  | Vestas |  | 0
VESTA-PRT-1071 | HYDRAULIC HOSE 1 1/4-in., L=1155 |  |  |  |  | 202.54 | 788935 |  |  | Vestas |  | 0
VESTA-PRT-1072 | HYDRAULIC HOSE 1-in. L=1730MM |  |  |  |  | 131.77 | 781678 |  |  | Vestas |  | 0
VESTA-PRT-1073 | HYDRAULIC HOSE 1/2-in. L=2145MM |  |  |  |  | 184.41 | 781671 |  |  | Vestas |  | 0
VESTA-PRT-1074 | HYDRAULIC HOSE 1/2-in. L=645MM |  |  |  |  | 79.28 | 781676 |  |  | Vestas |  | 0
VESTA-PRT-1075 | HYDRAULIC HOSE 1/2-in.,L=1580 |  |  |  |  | 68.46 | 788931 |  |  | Vestas |  | 0
VESTA-PRT-1076 | HYDRAULIC HOSE 1/2-in.,L=570 |  |  |  |  | 39.08 | 788933 |  |  | Vestas |  | 0
VESTA-PRT-1077 | HYDRAULIC HOSE 1/4-in. L=2880MM |  |  |  |  | 58.38 | 781664 |  |  | Vestas |  | 0
VESTA-PRT-1078 | HYDRAULIC HOSE 1/4-in., L=2105MM |  |  |  |  | 51.71 | 781674 |  |  | Vestas |  | 0
VESTA-PRT-1079 | HYDRAULIC HOSE 3/4-in. L=2325MM |  |  |  |  | 210.79 | 781672 |  |  | Vestas |  | 0
VESTA-PRT-1080 | HYDRAULIC HOSE 3/4-in. L=3100MM |  |  |  |  | 250.7 | 781662 |  |  | Vestas |  | 0
VESTA-PRT-1081 | HYDRAULIC HOSE 3/4-in. L=3310MM |  |  |  |  | 260.28 | 781667 |  |  | Vestas |  | 0
VESTA-PRT-1082 | HYDRAULIC HOSE 3/4-in. L=770MM |  |  |  |  | 121.81 | 781759 |  |  | Vestas |  | 0
VESTA-PRT-1083 | HYDRAULIC HOSE 3/4-in. L=950MM |  |  |  |  | 126.46 | 781757 |  |  | Vestas |  | 0
VESTA-PRT-1084 | HYDRAULIC HOSE 3/8-in. L=2955MM |  |  |  |  | 67.55 | 781663 |  |  | Vestas |  | 0
VESTA-PRT-1085 | HYDRAULIC HOSE 3/8-in. L=3220MM |  |  |  |  | 61.64 | 781668 |  |  | Vestas |  | 0
VESTA-PRT-1086 | HYDRAULIC HOSE 3/8-in., L=2325MM |  |  |  |  | 52.37 | 781673 |  |  | Vestas |  | 0
VESTA-PRT-1087 | HYDRAULIC HOSE L=630 |  |  |  |  | 332.62 | 788944 |  |  | Vestas |  | 0
VESTA-PRT-1088 | HYDRAULIC PIPE 1-in. FOR PRESSURE |  |  |  |  | 352.35 | 788937 |  |  | Vestas |  | 0
VESTA-PRT-1089 | HYDRAULIC PIPE FOR DRAIN &#216;16MM |  |  |  |  | 228.51 | 788936 |  |  | Vestas |  | 0
VESTA-PRT-1090 | HYGROSTAT / TERMOSTAT EFT012 |  |  |  |  | 206.16 | 114462 |  |  | Vestas |  | 0
VESTA-PRT-1091 | I.D. IRON ID2 0013-0200 |  |  |  |  | 5.77 |  |  |  | Vestas |  | 0
VESTA-PRT-1092 | INDUCTIVE SENSOR |  |  |  |  | 41.6 | 193883 |  |  | Vestas |  | 0
VESTA-PRT-1093 | INDUCTIVE SENSOR |  |  |  |  | 28.57 | 193884 |  |  | Vestas |  | 0
VESTA-PRT-1094 | INSULA SPADE TERMINAL M4 1,5mm |  |  |  |  | 0.16 | 114756 |  |  | Vestas |  | 0
VESTA-PRT-1095 | INSULATOR 40MM M10 ERICO 71093 |  |  |  |  | 11.24 |  |  |  | Vestas |  | 0
VESTA-PRT-1096 | INTERCONNECTING LINE |  |  |  |  | 11.94 |  |  |  | Vestas |  | 0
VESTA-PRT-1097 | INTERMEDIATE TUBE, VC 420-3MW |  |  |  |  | 5580.11 | 782454 |  |  | Vestas |  | 0
VESTA-PRT-1098 | ISOLATION PIPE 10X80 13mm |  |  |  |  | 1.86 | 76474701 |  |  | Vestas |  | 0
VESTA-PRT-1099 | ISOLATION PIPE 10X80 149mm |  |  |  |  | 7.51 | 76474707 |  |  | Vestas |  | 0
VESTA-PRT-1100 | ISOLATION PIPE 10X80 157mm |  |  |  |  | 7.83 | 76474708 |  |  | Vestas |  | 0
VESTA-PRT-1101 | ISOLATION PIPE 10X80 205mm |  |  |  |  | 9.94 | 76474709 |  |  | Vestas |  | 0
VESTA-PRT-1102 | ISOLATION PIPE 10X80 21mm |  |  |  |  | 2.22 | 76474702 |  |  | Vestas |  | 0
VESTA-PRT-1103 | ISOLATION PIPE 10X80 274mm |  |  |  |  | 12.92 | 76474711 |  |  | Vestas |  | 0
VESTA-PRT-1104 | ISOLATION PIPE 10X80 287mm |  |  |  |  | 12.03 | 76474712 |  |  | Vestas |  | 0
VESTA-PRT-1105 | ISOLATION PIPE 10X80 294mm |  |  |  |  | 12.41 | 76474713 |  |  | Vestas |  | 0
VESTA-PRT-1106 | ISOLATION PIPE 10X80 70mm |  |  |  |  | 4.5 | 76474705 |  |  | Vestas |  | 0
VESTA-PRT-1107 | JUMPER BAR 2 POLE 870-402 |  |  |  |  | 0.36 | 60006086 |  |  | Vestas |  | 0
VESTA-PRT-1108 | JUNCTIONBOX FOR 8 DETRECTORS |  |  |  |  | 317.93 | 195063 |  |  | Vestas |  | 0
VESTA-PRT-1109 | KEY FOR COVER LOCK |  |  |  |  | 2.96 | 753116 |  |  | Vestas |  | 0
VESTA-PRT-1110 | KEYSWITCH FOR CT291.02 |  |  |  |  | 64.04 | 78500210 |  |  | Vestas |  | 0
VESTA-PRT-1111 | KICK PLATE GALLERY |  |  |  |  | 222.56 | 78602419 |  |  | Vestas |  | 0
VESTA-PRT-1112 | KIT, LEADING EDGE LAM. - 44M |  |  |  |  | 36.34 | 781288 |  |  | Vestas |  | 0
VESTA-PRT-1113 | KIT, TRAILING EDGE LAMIN. - MW |  |  |  |  | 19.79 | 761383 |  |  | Vestas |  | 0
VESTA-PRT-1114 | KNEE FOR BRAKE HYDRAULIC |  |  |  |  | 9.66 | 783421 |  |  | Vestas |  | 0
VESTA-PRT-1115 | KNEE FOR HATCH |  |  |  |  | 45.2 | 783467 |  |  | Vestas |  | 0
VESTA-PRT-1116 | LABEL -in.EARTH-in. 13X13mm |  |  |  |  | 1.98 |  |  |  | Vestas |  | 0
VESTA-PRT-1117 | LABEL 560 A - 560 C |  |  |  |  | 6.46 | 117290 |  |  | Vestas |  | 0
VESTA-PRT-1118 | LABEL -A6 |  |  |  |  | 2.22 | 118505 |  |  | Vestas |  | 0
VESTA-PRT-1119 | LABEL -A6.1 |  |  |  |  | 2.24 | 118506 |  |  | Vestas |  | 0
VESTA-PRT-1120 | LABEL FOR ARC DETECTOR |  |  |  |  | 0.53 | 118584 |  |  | Vestas |  | 0
VESTA-PRT-1121 | LABEL FOR HUB (50/60 Hz) |  |  |  |  | 12.47 | 119000 |  |  | Vestas |  | 0
VESTA-PRT-1122 | LABEL K537 - R742 |  |  |  |  | 3.94 | 117258 |  |  | Vestas |  | 0
VESTA-PRT-1123 | LABEL L&#216;FT/LIFT - TR&#198;K/PULL |  |  |  |  | 4.33 | 118507 |  |  | Vestas |  | 0
VESTA-PRT-1124 | LABEL NEW -in.ITEM-in. &amp; -in.SERIAL NO-in. |  |  |  |  | 0.23 |  |  |  | Vestas |  | 0
VESTA-PRT-1125 | LABEL WARNING CAPACITORS 5MIN |  |  |  |  | 3.58 | 116368 |  |  | Vestas |  | 0
VESTA-PRT-1126 | LABELS, VCS ASSEMBLY VCS-MW |  |  |  |  | 5.97 | 117273 |  |  | Vestas |  | 0
VESTA-PRT-1127 | LADDER BRACKET LEFT AWT |  |  |  |  | 22.11 | 786191 |  |  | Vestas |  | 0
VESTA-PRT-1128 | LADDER BRACKET RIGHT AWT |  |  |  |  | 29.98 | 786190 |  |  | Vestas |  | 0
VESTA-PRT-1129 | LADDER GUARD RAIL |  |  |  |  | 72.95 | 786654 |  |  | Vestas |  | 0
VESTA-PRT-1130 | LADDER L=1220 |  |  |  |  | 50.36 | 766238 |  |  | Vestas |  | 0
VESTA-PRT-1131 | LADDER L=13160 |  |  |  |  | 543.35 | 78602722 |  |  | Vestas |  | 0
VESTA-PRT-1132 | LADDER L=20315 |  |  |  |  | 838.76 | 78602723 |  |  | Vestas |  | 0
VESTA-PRT-1133 | LADDER L=20400 |  |  |  |  | 842.3 | 766391 |  |  | Vestas |  | 0
VESTA-PRT-1134 | LADDER L=21150 |  |  |  |  | 873.26 | 78602724 |  |  | Vestas |  | 0
VESTA-PRT-1135 | LADDER LEG FOR MAGNET AWT |  |  |  |  | 36.2 | 786188 |  |  | Vestas |  | 0
VESTA-PRT-1136 | LADDER REINFORCEMENT PROFILE |  |  |  |  | 18.06 | 78600339 |  |  | Vestas |  | 0
VESTA-PRT-1137 | LADDER SUPPORT |  |  |  |  | 90.26 | 786653 |  |  | Vestas |  | 0
VESTA-PRT-1138 | LADDER TO CONCRETE GUIDE |  |  |  |  | 38.36 | 786659 |  |  | Vestas |  | 0
VESTA-PRT-1139 | LADDERFISH |  |  |  |  | 21.32 | 786059 |  |  | Vestas |  | 0
VESTA-PRT-1140 | L-BAR FOR CHAIN CASE |  |  |  |  | 49.62 | 788629 |  |  | Vestas |  | 0
VESTA-PRT-1141 | L-BAR FOR CROSS ARM |  |  |  |  | 374.56 | 788616 |  |  | Vestas |  | 0
VESTA-PRT-1142 | LEAK OIL CONTAINER, PLUGGED |  |  |  |  | 1621.26 | 781653 |  |  | Vestas |  | 0
VESTA-PRT-1143 | LEFT AIRING HOSE, 1780MM 1/4-in. |  |  |  |  | 39.96 | 781763 |  |  | Vestas |  | 0
VESTA-PRT-1144 | LEFT LOWER MIDDEL, TRAFO WALL |  |  |  |  | 334.67 | 787119 |  |  | Vestas |  | 0
VESTA-PRT-1145 | L-FORSKRUNING 1 7/8-in.-12 |  |  |  |  | 101.96 | 146173 |  |  | Vestas |  | 0
VESTA-PRT-1146 | LGD VESTAS PURSLANGE &#216;50MM X 6 |  |  |  |  | 98.68 | 146429 |  |  | Vestas |  | 0
VESTA-PRT-1147 | LID FOR CONDUIT 785002 7 |  |  |  |  | 26.44 | 785002304 |  |  | Vestas |  | 0
VESTA-PRT-1148 | LID FOR TUBE HOLDER 42,5 |  |  |  |  | 0.85 | 193694 |  |  | Vestas |  | 0
VESTA-PRT-1149 | LIFT.EYE BOLT DIN580 M16 - C15 - A3J GZN |  |  |  |  | 7.95 | 107573 |  |  | Vestas |  | 0
VESTA-PRT-1150 | LIFTING EYE BOLT DIN580 M12x20 GZN |  |  |  |  | 5.12 | 107592 |  |  | Vestas |  | 0
VESTA-PRT-1151 | LIFTING EYE BOLT ISO 3266 M10 - GZN |  |  |  |  | 3.18 | 107585 |  |  | Vestas |  | 0
VESTA-PRT-1152 | LIFTING EYE NUT DIN 582 - M10- C15 - A3J |  |  |  |  | 4.14 | 155713 |  |  | Vestas |  | 0
VESTA-PRT-1153 | LIFTING EYE NUT DIN 582 - M12- C15 - A3J |  |  |  |  | 3.82 | 155712 |  |  | Vestas |  | 0
VESTA-PRT-1154 | LIGHT CONDUCTOR |  |  |  |  | 43.65 | 726064 |  |  | Vestas |  | 0
VESTA-PRT-1155 | LIGHT FLUORESC FITT 230V 2X18W SVENDB. |  |  |  |  | 141.51 | 193911 |  |  | Vestas |  | 0
VESTA-PRT-1156 | LIGHT FLUORESC FITT 230V 350W W SENSOR |  |  |  |  | 254.88 | 195516 |  |  | Vestas |  | 0
VESTA-PRT-1157 | LIGHT FLUORESC FITT 2X18W SVEN W/EMERG |  |  |  |  | 609.19 | 193915 |  |  | Vestas |  | 0
VESTA-PRT-1158 | LIGHT FLUORESC TUBE 230V 18W 640 |  |  |  |  | 9.87 | 193912 |  |  | Vestas |  | 0
VESTA-PRT-1159 | LIGHT SPARE CLIPS F SVENDB FITT |  |  |  |  | 6.99 | 194901 |  |  | Vestas |  | 0
VESTA-PRT-1160 | LIGHT SPARE SHIELD F SVENDB FITT 2X18W |  |  |  |  | 91.41 | 193914 |  |  | Vestas |  | 0
VESTA-PRT-1161 | LIGHT.RECEPT. SCREW M16,4-19MM |  |  |  |  | 15.78 | 731089 |  |  | Vestas |  | 0
VESTA-PRT-1162 | LIGHT.RECEPT. SCREW M16,4-25MM |  |  |  |  | 17.59 | 731074 |  |  | Vestas |  | 0
VESTA-PRT-1163 | LIGHT.RECEPT. SCREW M16,4-35MM |  |  |  |  | 18.7 | 731077 |  |  | Vestas |  | 0
VESTA-PRT-1164 | LIGHT.RECEPT. SCREW M16,4-45MM |  |  |  |  | 20.55 | 731072 |  |  | Vestas |  | 0
VESTA-PRT-1165 | LIGHT.RECEPT. SCREW M16,4-55MM |  |  |  |  | 20.7 | 731079 |  |  | Vestas |  | 0
VESTA-PRT-1166 | LIGHT.RECEPT. SCREW M16-19MM |  |  |  |  | 12.73 | 731088 |  |  | Vestas |  | 0
VESTA-PRT-1167 | LIGHT.RECEPT. SCREW M16-24MM |  |  |  |  | 13.26 | 731054 |  |  | Vestas |  | 0
VESTA-PRT-1168 | LIGHT.RECEPT. SCREW M16-30MM |  |  |  |  | 13.92 | 731073 |  |  | Vestas |  | 0
VESTA-PRT-1169 | LIGHT.RECEPT. SCREW M16-40MM |  |  |  |  | 14.48 | 731076 |  |  | Vestas |  | 0
VESTA-PRT-1170 | LIGHT.RECEPT. SCREW M16-60MM |  |  |  |  | 18.12 | 731078 |  |  | Vestas |  | 0
VESTA-PRT-1171 | LIGHTNING BLOCK MK2 |  |  |  |  | 46.48 | 761568 |  |  | Vestas |  | 0
VESTA-PRT-1172 | LIGHTNING BRACKET |  |  |  |  | 51.77 | 786407 |  |  | Vestas |  | 0
VESTA-PRT-1173 | LIGHTNING CONDUCTOR BAND. 39M BLADE |  |  |  |  | 151.64 | 761250 |  |  | Vestas |  | 0
VESTA-PRT-1174 | LIGHTNING CONDUCTOR BRACKET |  |  |  |  | 243.33 | 786658 |  |  | Vestas |  | 0
VESTA-PRT-1175 | LIGHTNING CONDUCTOR PELLET |  |  |  |  | 7.14 | 121955 |  |  | Vestas |  | 0
VESTA-PRT-1176 | LIGHTNING ROD |  |  |  |  | 24.12 | 761553 |  |  | Vestas |  | 0
VESTA-PRT-1177 | LIGHTNING ROD ASSEMBLED |  |  |  |  | 155.61 | 781179 |  |  | Vestas |  | 0
VESTA-PRT-1178 | LIGHTNING SENSOR MOUNTING PL. |  |  |  |  | 78.06 | 771060 |  |  | Vestas |  | 0
VESTA-PRT-1179 | LINCH PIN &#216;6 X 42 - &#216;40 - A3J |  |  |  |  | 0.64 | 159814 |  |  | Vestas |  | 0
VESTA-PRT-1180 | LINE HOLDER CLIPSYSTEM 1X T.&#216;8 |  |  |  |  | 6.05 | 781047 |  |  | Vestas |  | 0
VESTA-PRT-1181 | LINK BEARING GE100 TXG3A-2LS |  |  |  |  | 2179.42 |  |  |  | Vestas |  | 0
VESTA-PRT-1182 | LINK BEARING GE110 |  |  |  |  | 0 | 785446 |  |  | Vestas |  | 0
VESTA-PRT-1183 | LOAD BREAK SW ITCH OT16ET4 16A 4P |  |  |  |  | 28.32 |  |  |  | Vestas |  | 0
VESTA-PRT-1184 | LOAD BREAK SWI OETL 630KR3 630A 3P ASS |  |  |  |  | 559.64 |  |  |  | Vestas |  | 0
VESTA-PRT-1185 | LOAD BREAK SWITCH OT125ET3 125A 3P |  |  |  |  | 93.22 |  |  |  | Vestas |  | 0
VESTA-PRT-1186 | LOAD BREAK SWITCH OT16ET3 16A 3P |  |  |  |  | 20.55 |  |  |  | Vestas |  | 0
VESTA-PRT-1187 | LOAD BREAK SWITCH OT400U30P 400A 3P |  |  |  |  | 913.35 |  |  |  | Vestas |  | 0
VESTA-PRT-1188 | LOAD BREAK SWITCH OT63E3 63A 3P |  |  |  |  | 29.4 |  |  |  | Vestas |  | 0
VESTA-PRT-1189 | LOCK NUT DIN 985 M20 - A4-70 |  |  |  |  | 5.48 | 158046 |  |  | Vestas |  | 0
VESTA-PRT-1190 | LOCK NUT ISO 10511 - M4 - 04 - A3J |  |  |  |  | 0.02 | 157732 |  |  | Vestas |  | 0
VESTA-PRT-1191 | LOCK NUT ISO 7040 - M12 - A4-70 |  |  |  |  | 0.87 | 157783 |  |  | Vestas |  | 0
VESTA-PRT-1192 | LOCK NUT ISO 7040 - M16 - A4-70 |  |  |  |  | 1.62 | 158054 |  |  | Vestas |  | 0
VESTA-PRT-1193 | LOCK NUT ISO 7040 - M24 - A4-70 |  |  |  |  | 13.33 | 158048 |  |  | Vestas |  | 0
VESTA-PRT-1194 | LOCK NUT ISO 7040 - M3 - A4-70 |  |  |  |  | 0.06 | 157662 |  |  | Vestas |  | 0
VESTA-PRT-1195 | LOCK NUT ISO 7040 - M5 - A4-70 |  |  |  |  | 0.06 | 158043 |  |  | Vestas |  | 0
VESTA-PRT-1196 | LOCK NUT ISO 7040 - M8 - A4-70 |  |  |  |  | 0.23 | 157723 |  |  | Vestas |  | 0
VESTA-PRT-1197 | LOCK NUT M10 8.0 tZn DIN 985 |  |  |  |  | 6.87 | 157727 |  |  | Vestas |  | 0
VESTA-PRT-1198 | LOCK NUT M12 8.0 tZn DIN 985 |  |  |  |  | 0.17 | 157728 |  |  | Vestas |  | 0
VESTA-PRT-1199 | LOCK NUT M16 8.0 tZn DIN 985 |  |  |  |  | 0.58 | 157729 |  |  | Vestas |  | 0
VESTA-PRT-1200 | LOCK PLATE FOR LCTU |  |  |  |  | 15.01 | 761571 |  |  | Vestas |  | 0
VESTA-PRT-1201 | LOCK WASHER DIN 6798 - A - M10 - A3J |  |  |  |  | 0.02 | 156949 |  |  | Vestas |  | 0
VESTA-PRT-1202 | LOCK WASHER DIN 6798 - A - M3 - A3J |  |  |  |  | 0.02 | 156905 |  |  | Vestas |  | 0
VESTA-PRT-1203 | LOCK WASHER DIN 6798 - A - M4 - A3J |  |  |  |  | 0.02 | 156906 |  |  | Vestas |  | 0
VESTA-PRT-1204 | LOCK WASHER DIN 6798 - A - M6 - A3J |  |  |  |  | 0.02 | 156914 |  |  | Vestas |  | 0
VESTA-PRT-1205 | LOCK WASHER DIN 6798 - A - M8 - A3J |  |  |  |  | 0.02 | 156930 |  |  | Vestas |  | 0
VESTA-PRT-1206 | LOCK WASHER DIN 6798 V 12 - FZB |  |  |  |  | 0.09 | 156966 |  |  | Vestas |  | 0
VESTA-PRT-1207 | LOCK WASHER DIN 6798-A-M8-A4-70 |  |  |  |  | 0.13 | 156180 |  |  | Vestas |  | 0
VESTA-PRT-1208 | LOCK WASHER NORD LOCK NL6 - A3L |  |  |  |  | 0.87 | 204232 |  |  | Vestas |  | 0
VESTA-PRT-1209 | LOCK WASHER NORDLOCK NL6ST - A4 |  |  |  |  | 2.46 | 156156 |  |  | Vestas |  | 0
VESTA-PRT-1210 | LOCK WASHER SERRATED M5 A4-70 |  |  |  |  | 0.03 | 156177 |  |  | Vestas |  | 0
VESTA-PRT-1211 | LOCKING SPRING FOR MOUNTING BAR |  |  |  |  | 0.28 |  |  |  | Vestas |  | 0
VESTA-PRT-1212 | LOCKNUT EMC M50 BRASS BMEL-07 |  |  |  |  | 6.55 | 193827 |  |  | Vestas |  | 0
VESTA-PRT-1213 | LOCKNUT M20 BRASS |  |  |  |  | 31.51 | 193705 |  |  | Vestas |  | 0
VESTA-PRT-1214 | LOCKNUT M20 POLYAMID MM20GPA |  |  |  |  | 0.09 | 193722 |  |  | Vestas |  | 0
VESTA-PRT-1215 | LOCKNUT M25 BRASS |  |  |  |  | 1.73 | 193729 |  |  | Vestas |  | 0
VESTA-PRT-1216 | LOCKNUT M25 POLYAMID MM25GPA |  |  |  |  | 0.09 | 193723 |  |  | Vestas |  | 0
VESTA-PRT-1217 | LOCKNUT M40 POLYAMID MM40GPA |  |  |  |  | 0.5 | 193725 |  |  | Vestas |  | 0
VESTA-PRT-1218 | LOCKNUT M50 POLYAMID MM50GPA |  |  |  |  | 0.66 | 193726 |  |  | Vestas |  | 0
VESTA-PRT-1219 | LOCKNUT MM16GPA POLYAMID |  |  |  |  | 0.5 | 193721 |  |  | Vestas |  | 0
VESTA-PRT-1220 | LOCKNUT PG13.5 POLYAMID |  |  |  |  | 0.06 | 194360 |  |  | Vestas |  | 0
VESTA-PRT-1221 | LOCTITE 454, 31713 |  |  |  |  | 4.54 | 149831 |  |  | Vestas |  | 0
VESTA-PRT-1222 | LONG BEAM FOR BRACING CROSS |  |  |  |  | 607.36 | 788221 |  |  | Vestas |  | 0
VESTA-PRT-1223 | LOOP CLAMP |  |  |  |  | 36.08 | 786084 |  |  | Vestas |  | 0
VESTA-PRT-1224 | LOOP RAIL FOR DEHNGUARD 2 POL |  |  |  |  | 3.43 | 188547 |  |  | Vestas |  | 0
VESTA-PRT-1225 | LOOP, WELDED |  |  |  |  | 777.25 | 786426 |  |  | Vestas |  | 0
VESTA-PRT-1226 | LSLT-A HEAT 2KW-3x400V LEFT |  |  |  |  | 3240.47 | 194031 |  |  | Vestas |  | 0
VESTA-PRT-1227 | LSLT-A HEAT 2KW-3x400V RIGHT |  |  |  |  | 3240.47 | 194030 |  |  | Vestas |  | 0
VESTA-PRT-1228 | LUBRICATION OIL CASTROL ALPHASYN PG 320 |  |  |  |  | 29.68 | 149171 |  |  | Vestas |  | 0
VESTA-PRT-1229 | LUM 11W UL W/OUTLET 230/110V |  |  |  |  | 160.19 | 195500 |  |  | Vestas |  | 0
VESTA-PRT-1230 | LUMINA. UL 2X17W W. BOX + LAMP |  |  |  |  | 299.1 | 195507 |  |  | Vestas |  | 0
VESTA-PRT-1231 | LUMINA. UL 2X32W W. BOX/BACKPL |  |  |  |  | 372.37 | 195508 |  |  | Vestas |  | 0
VESTA-PRT-1232 | LUMINAIRES 2X18 W. TERM. BLOCK |  |  |  |  | 142.25 | 195515 |  |  | Vestas |  | 0
VESTA-PRT-1233 | LUMINAIRES 2X36W -in.CH-in. |  |  |  |  | 261.04 | 193928 |  |  | Vestas |  | 0
VESTA-PRT-1234 | LUMINARIES 2X18W 230V |  |  |  |  | 184.43 | 195532 |  |  | Vestas |  | 0
VESTA-PRT-1235 | LUMINARIES 2X18W 50/60Hz |  |  |  |  | 291.43 | 195541 |  |  | Vestas |  | 0
VESTA-PRT-1236 | M12 ROD RESCUE DEVICE |  |  |  |  | 3.5 | 788876 |  |  | Vestas |  | 0
VESTA-PRT-1237 | M12 SENSOR CABLE-10 W.SCREEN. |  |  |  |  | 66.46 |  |  |  | Vestas |  | 0
VESTA-PRT-1238 | M12 SENSOR CABLE-10 W.SCREEN. |  |  |  |  | 68.21 |  |  |  | Vestas |  | 0
VESTA-PRT-1239 | M36 SPC. NUT M36-10 DTDSGz-816 |  |  |  |  | 33.82 | 154301 |  |  | Vestas |  | 0
VESTA-PRT-1240 | M42 SPECIAL NUT |  |  |  |  | 162.22 | 782137 |  |  | Vestas |  | 0
VESTA-PRT-1241 | M8 X 730 MM THREAD ROD |  |  |  |  | 16.48 | 761158 |  |  | Vestas |  | 0
VESTA-PRT-1242 | MACH.SCR. M 4X 16 GZN |  |  |  |  | 0.03 | 151653 |  |  | Vestas |  | 0
VESTA-PRT-1243 | MACHINE SCREW M 5x20 A4-70 |  |  |  |  | 0.19 | 155022 |  |  | Vestas |  | 0
VESTA-PRT-1244 | MAGNET |  |  |  |  | 95.44 | 786310 |  |  | Vestas |  | 0
VESTA-PRT-1245 | MAGNET DOOR 800mm FRAME |  |  |  |  | 4021.17 | 78601420 |  |  | Vestas |  | 0
VESTA-PRT-1246 | MALE ELBOW 8-4C40MXS PARKER |  |  |  |  | 12.62 | 131422 |  |  | Vestas |  | 0
VESTA-PRT-1247 | MALE STUD CONNECTOR &#216;10-3/8-in. |  |  |  |  | 3.03 | 132126 |  |  | Vestas |  | 0
VESTA-PRT-1248 | MARK.PL.TO SENDING OF GND.CTRL |  |  |  |  | 1.76 |  |  |  | Vestas |  | 0
VESTA-PRT-1249 | MARKING OF RESCUE POINT |  |  |  |  | 2.11 | 208022 |  |  | Vestas |  | 0
VESTA-PRT-1250 | MARKINGLABEL 1-10 PHOENIX SK 5/3,8 |  |  |  |  | 0.28 |  |  |  | Vestas |  | 0
VESTA-PRT-1251 | MARKS 1-10 PHOENIX SK7,5/3,8 |  |  |  |  | 0.25 |  |  |  | Vestas |  | 0
VESTA-PRT-1252 | MCB S201-B10 10A B 1P |  |  |  |  | 12.09 | 184950 |  |  | Vestas |  | 0
VESTA-PRT-1253 | MCB S201-B13 13A B 1P |  |  |  |  | 18.32 | 184958 |  |  | Vestas |  | 0
VESTA-PRT-1254 | MCB S201-B6 6A B 1P |  |  |  |  | 18.12 | 184951 |  |  | Vestas |  | 0
VESTA-PRT-1255 | MCB S201-C0.5A 0.5A C 1P |  |  |  |  | 29.1 | 189755 |  |  | Vestas |  | 0
VESTA-PRT-1256 | MCB S201-C10 10A C 1P |  |  |  |  | 13.73 | 184959 |  |  | Vestas |  | 0
VESTA-PRT-1257 | MCB S201-C13 13A C 1P |  |  |  |  | 13.99 | 184990 |  |  | Vestas |  | 0
VESTA-PRT-1258 | MCB S201-C16 16A C 1P |  |  |  |  | 12.9 | 184994 |  |  | Vestas |  | 0
VESTA-PRT-1259 | MCB S201C-1A 1A C 1P |  |  |  |  | 29.1 | 189756 |  |  | Vestas |  | 0
VESTA-PRT-1260 | MCB S201-C2 2A C 1P |  |  |  |  | 12.62 | 184956 |  |  | Vestas |  | 0
VESTA-PRT-1261 | MCB S201-C20 20A C 1P |  |  |  |  | 24.5 | 184957 |  |  | Vestas |  | 0
VESTA-PRT-1262 | MCB S201-D20 20A D 1P |  |  |  |  | 26.59 | 184978 |  |  | Vestas |  | 0
VESTA-PRT-1263 | MCB S201-D4 4A D 1P |  |  |  |  | 21.98 | 116621 |  |  | Vestas |  | 0
VESTA-PRT-1264 | MCB S201-K4 1P |  |  |  |  | 29.74 | 185065 |  |  | Vestas |  | 0
VESTA-PRT-1265 | MCB S201P-D32 32A D 1P |  |  |  |  | 64.41 | 184977 |  |  | Vestas |  | 0
VESTA-PRT-1266 | MCB S201U-K10 10A K 1P |  |  |  |  | 71.88 | 185004 |  |  | Vestas |  | 0
VESTA-PRT-1267 | MCB S201U-K16 16A K 1P |  |  |  |  | 199.49 | 184999 |  |  | Vestas |  | 0
VESTA-PRT-1268 | MCB S201U-K20 20A K 1P |  |  |  |  | 71.88 | 185009 |  |  | Vestas |  | 0
VESTA-PRT-1269 | MCB S201U-K6 6A K 1P |  |  |  |  | 226.4 | 185000 |  |  | Vestas |  | 0
VESTA-PRT-1270 | MCB S201U-Z10A 10A Z 1P |  |  |  |  | 108.4 | 185032 |  |  | Vestas |  | 0
VESTA-PRT-1271 | MCB S201U-Z16A 16A Z 1P |  |  |  |  | 108.4 | 185033 |  |  | Vestas |  | 0
VESTA-PRT-1272 | MCB S201U-Z16A 20A Z 1P |  |  |  |  | 108.4 | 185034 |  |  | Vestas |  | 0
VESTA-PRT-1273 | MCB S201-Z4 4A Z 1P |  |  |  |  | 42.84 | 184953 |  |  | Vestas |  | 0
VESTA-PRT-1274 | MCB S202-C20 20A C 2P |  |  |  |  | 63.3 | 189758 |  |  | Vestas |  | 0
VESTA-PRT-1275 | MCB S202-K2 2A K 2P |  |  |  |  | 81.24 | 184995 |  |  | Vestas |  | 0
VESTA-PRT-1276 | MCB S202-K32 32A K 2P |  |  |  |  | 76.42 | 184961 |  |  | Vestas |  | 0
VESTA-PRT-1277 | MCB S202-K4 4A K 2P |  |  |  |  | 78.89 | 184944 |  |  | Vestas |  | 0
VESTA-PRT-1278 | MCB S202UP-K2A 2A K 2P |  |  |  |  | 231.36 | 185023 |  |  | Vestas |  | 0
VESTA-PRT-1279 | MCB S203P-C10 10A C 3P |  |  |  |  | 135.97 | 184982 |  |  | Vestas |  | 0
VESTA-PRT-1280 | MCB S203P-C16 16A C 3P |  |  |  |  | 148.49 | 184979 |  |  | Vestas |  | 0
VESTA-PRT-1281 | MCB S203UP-K16A 16A K 3P |  |  |  |  | 291.24 | 185021 |  |  | Vestas |  | 0
VESTA-PRT-1282 | MCB S203UP-K6 6A K 3P |  |  |  |  | 901.28 | 185035 |  |  | Vestas |  | 0
VESTA-PRT-1283 | MCB S503 HV-K 0.21A |  |  |  |  | 868.83 | 116600 |  |  | Vestas |  | 0
VESTA-PRT-1284 | MCCB T2H160 R80 3HFF |  |  |  |  | 481.98 | 189753 |  |  | Vestas |  | 0
VESTA-PRT-1285 | METAL DETECT SWI NO M18X1.5 IEC 4400 |  |  |  |  | 219.47 | 105500 |  |  | Vestas |  | 0
VESTA-PRT-1286 | METALIZED HOUSE F. 9POL SUB-D |  |  |  |  | 5.11 |  |  |  | Vestas |  | 0
VESTA-PRT-1287 | MIDDLE CROSS PROFILE, WELDED |  |  |  |  | 753.18 | 787290 |  |  | Vestas |  | 0
VESTA-PRT-1288 | MO. WIRE H07V-K 1X50MM2 Y/G |  |  |  |  | 14.63 | 194082 |  |  | Vestas |  | 0
VESTA-PRT-1289 | MOIST ABSORBER, 250G |  |  |  |  | 3.8 | 106332 |  |  | Vestas |  | 0
VESTA-PRT-1290 | MOTOR 2.8/0.7KW 4/6POLES B14 |  |  |  |  | 1121.51 | 193987 |  |  | Vestas |  | 0
VESTA-PRT-1291 | MOTOR 690V-50HZ CCJ HDU 15/25 |  |  |  |  | 505.25 | 193986 |  |  | Vestas |  | 0
VESTA-PRT-1292 | MOTOR CONTROL |  |  |  |  | 207.23 | 189790 |  |  | Vestas |  | 0
VESTA-PRT-1293 | MOTOR ELECTRIC 0,18/0,21 |  |  |  |  | 459.02 | 101151 |  |  | Vestas |  | 0
VESTA-PRT-1294 | MOTOR ELECTRIC 0,18/0,21 UL |  |  |  |  | 465.93 | 101156 |  |  | Vestas |  | 0
VESTA-PRT-1295 | MOTOR F. HYDRA. PUMP 18,5KW UL |  |  |  |  | 3604.73 | 194024 |  |  | Vestas |  | 0
VESTA-PRT-1296 | MOTOR START REV SR12,5-A16-80-E6,3 6.3A |  |  |  |  | 528.36 | 189186 |  |  | Vestas |  | 0
VESTA-PRT-1297 | MOTOR START S1-A9-80-E1,0 1.0A |  |  |  |  | 336.01 | 189184 |  |  | Vestas |  | 0
VESTA-PRT-1298 | MOTOR START S4-A9-80-E2,7 2.7A |  |  |  |  | 336.01 | 189185 |  |  | Vestas |  | 0
VESTA-PRT-1299 | MOTOR START S6,3-A9-80-E6,3 6.3A |  |  |  |  | 298.53 | 189192 |  |  | Vestas |  | 0
VESTA-PRT-1300 | MOTOR START S9-A9-80-E6,3 6.3A |  |  |  |  | 336.01 | 189182 |  |  | Vestas |  | 0
VESTA-PRT-1301 | MOTOR/DRIVE COMBI 7.5KW UL |  |  |  |  | 4854.82 | 101143 |  |  | Vestas |  | 0
VESTA-PRT-1302 | MOTORFLANGE 1 /90 |  |  |  |  | 118.93 | 787762 |  |  | Vestas |  | 0
VESTA-PRT-1303 | MOTORFLANGE 2 /90 |  |  |  |  | 23.67 | 787765 |  |  | Vestas |  | 0
VESTA-PRT-1304 | MOUN PL W/W |  |  |  |  | 16.29 | 60010158 |  |  | Vestas |  | 0
VESTA-PRT-1305 | MOUNT F. DIEPMOUL B/R T/L 3MW |  |  |  |  | 284.19 | 787259 |  |  | Vestas |  | 0
VESTA-PRT-1306 | MOUNT PLATE RESQ DEVICE |  |  |  |  | 24.99 | 788866 |  |  | Vestas |  | 0
VESTA-PRT-1307 | MOUNT PLATE RESQ DEVICE |  |  |  |  | 82.63 | 788867 |  |  | Vestas |  | 0
VESTA-PRT-1308 | MOUNT. FEET TYPE 4A |  |  |  |  | 2.62 | 117161 |  |  | Vestas |  | 0
VESTA-PRT-1309 | MOUNT. PLATE FOR BRAKE HYDRA. |  |  |  |  | 126.97 | 783411 |  |  | Vestas |  | 0
VESTA-PRT-1310 | MOUNTING BRACKET FOR BASE TANK |  |  |  |  | 25.56 | 783476 |  |  | Vestas |  | 0
VESTA-PRT-1311 | MOUNTING TAP NOSE CONE FRONT |  |  |  |  | 41.02 | 781104 |  |  | Vestas |  | 0
VESTA-PRT-1312 | MOVABLE RESTPLATFORM GALV. |  |  |  |  | 113.09 | 736704 |  |  | Vestas |  | 0
VESTA-PRT-1313 | MUFFE 3/4 BSP X 1/2 BSP |  |  |  |  | 5.96 | 131219 |  |  | Vestas |  | 0
VESTA-PRT-1314 | NACELLE FAN MOUNTED VM560 60HZ |  |  |  |  | 4094.5 | 193980 |  |  | Vestas |  | 0
VESTA-PRT-1315 | NAME PLATE -in.VESTAS-in. |  |  |  |  | 5.67 | 144324 |  |  | Vestas |  | 0
VESTA-PRT-1316 | NAMEPL. W/T-HANDLE WITHOUT KEY |  |  |  |  | 22.94 | 180043 |  |  | Vestas |  | 0
VESTA-PRT-1317 | NIPPEL 1/4-in. BSP X 1/4-in.BSPT |  |  |  |  | 1.73 | 131201 |  |  | Vestas |  | 0
VESTA-PRT-1318 | NIPPEL BSP X BSP 1-in. |  |  |  |  | 10.94 | 131360 |  |  | Vestas |  | 0
VESTA-PRT-1319 | NIPPLE HOSE 1/4-in. AISI |  |  |  |  | 9.8 | 130336 |  |  | Vestas |  | 0
VESTA-PRT-1320 | NIPPLE HOSE 3/8-in. x 6mm |  |  |  |  | 4.41 | 130341 |  |  | Vestas |  | 0
VESTA-PRT-1321 | NIPPLE HOSEl 3/8-in. x 12mm |  |  |  |  | 4.29 | 130342 |  |  | Vestas |  | 0
VESTA-PRT-1322 | NO PHOTOGRAPS |  |  |  |  | 7.06 | 208009 |  |  | Vestas |  | 0
VESTA-PRT-1323 | NON NAFTA |  |  |  |  | 20.92 | 298200 |  |  | Vestas |  | 0
VESTA-PRT-1324 | NON RETURN VALVE &#216;6MM |  |  |  |  | 17.23 | 781044 |  |  | Vestas |  | 0
VESTA-PRT-1325 | NOSE CONE MOUNTED, WELDED |  |  |  |  | 4657.55 | 781160 |  |  | Vestas |  | 0
VESTA-PRT-1326 | NOSE CONE SUPPORT WELD |  |  |  |  | 48.22 | 781111 |  |  | Vestas |  | 0
VESTA-PRT-1327 | NOX 720 AQUA COAT |  |  |  |  | 26.12 | 298201 |  |  | Vestas |  | 0
VESTA-PRT-1328 | NOZZLE 1,6M X 1,0 |  |  |  |  | 46.14 | 108609 |  |  | Vestas |  | 0
VESTA-PRT-1329 | NUT END M8 A4 - 70 |  |  |  |  | 0.72 | 157551 |  |  | Vestas |  | 0
VESTA-PRT-1330 | NUT F GRIP/SLOT SCR 2176-0000 |  |  |  |  | 0.94 | 114177 |  |  | Vestas |  | 0
VESTA-PRT-1331 | NUT HEX HEAD M27 8 TZN |  |  |  |  | 1.7 | 157180 |  |  | Vestas |  | 0
VESTA-PRT-1332 | NUT HEX HEAD M39 8 TZN |  |  |  |  | 6.4 | 157356 |  |  | Vestas |  | 0
VESTA-PRT-1333 | NUT ISO 4032 M 36 - 10 - TZN |  |  |  |  | 3.22 | 154394 |  |  | Vestas |  | 0
VESTA-PRT-1334 | NUT ISO 4032 M16 - 8 - tZn |  |  |  |  | 0.23 | 157996 |  |  | Vestas |  | 0
VESTA-PRT-1335 | NUT, CHECK, PG13,5 BRASS |  |  |  |  | 0.6 | 194283 |  |  | Vestas |  | 0
VESTA-PRT-1336 | NUT, EYE M8 A2 |  |  |  |  | 5.33 | 155710 |  |  | Vestas |  | 0
VESTA-PRT-1337 | OBR454050 OBSERVA. WINDOW, V82 |  |  |  |  | 918.61 | 60110470 |  |  | Vestas |  | 0
VESTA-PRT-1338 | OIL GAUGE AB31-20 |  |  |  |  | 17.49 | 109001 |  |  | Vestas |  | 0
VESTA-PRT-1339 | OIL HOSE 1&#189;-in. L=900MM |  |  |  |  | 185.68 | 784647 |  |  | Vestas |  | 0
VESTA-PRT-1340 | Oil Hose Lock System |  |  |  |  | 47.44 | 785763 |  |  | Vestas |  | 0
VESTA-PRT-1341 | Oil Hose Lock System |  |  |  |  | 46.33 | 785764 |  |  | Vestas |  | 0
VESTA-PRT-1342 | OIL PIPE F. LOCK SYSTEM OUTLET |  |  |  |  | 166.84 | 782147 |  |  | Vestas |  | 0
VESTA-PRT-1343 | OIL PIPE FOR LEVEL SENSOR |  |  |  |  | 100.53 | 783125 |  |  | Vestas |  | 0
VESTA-PRT-1344 | OIL PIPE FOR LEVEL SENSOR ASS |  |  |  |  | 506.01 | 783057 |  |  | Vestas |  | 0
VESTA-PRT-1345 | OIL PIPE LOCK SYSTEM INLET |  |  |  |  | 168.93 | 785771 |  |  | Vestas |  | 0
VESTA-PRT-1346 | OIL PREHEATER F/HDU27/27 FILT |  |  |  |  | 613.52 |  |  |  | Vestas |  | 0
VESTA-PRT-1347 | OIL TIGHT PLATFORM WELDED |  |  |  |  | 1975.53 | 786703 |  |  | Vestas |  | 0
VESTA-PRT-1348 | ORIFICE &#216;1,0MM |  |  |  |  | 45.69 | 105123 |  |  | Vestas |  | 0
VESTA-PRT-1349 | ORIFICE &#216;3,0 M8 |  |  |  |  | 9.52 | 105119 |  |  | Vestas |  | 0
VESTA-PRT-1350 | ORIFICE PLUG &#216; 0,6 DG4V-3-60 |  |  |  |  | 45.69 | 105170 |  |  | Vestas |  | 0
VESTA-PRT-1351 | O-RING - STRING - &#216;5 - NITRIL |  |  |  |  | 1.17 | 108325 |  |  | Vestas |  | 0
VESTA-PRT-1352 | O-RING 32,92X3,53 PU SHORE 70 |  |  |  |  | 4.97 | 108145 |  |  | Vestas |  | 0
VESTA-PRT-1353 | O-RING 37,69X3,53 NBR SHORE 90 |  |  |  |  | 0.53 | 108144 |  |  | Vestas |  | 0
VESTA-PRT-1354 | O-RING 9,25x12,61x1,68 NBR90 |  |  |  |  | 2.58 | 108056 |  |  | Vestas |  | 0
VESTA-PRT-1355 | O-RING 97,8X3,53 W.BACKUP RING |  |  |  |  | 75.78 | 108071 |  |  | Vestas |  | 0
VESTA-PRT-1356 | O-RING &#216;189,9 X 5,33 - VITON |  |  |  |  | 14.09 | 108234 |  |  | Vestas |  | 0
VESTA-PRT-1357 | O-RING &#216;23,00 X 2,50 - NBR 70 |  |  |  |  | 0.06 | 108193 |  |  | Vestas |  | 0
VESTA-PRT-1358 | O-RING &#216;55.25X2.62 N674-70 |  |  |  |  | 3.09 | 108030 |  |  | Vestas |  | 0
VESTA-PRT-1359 | O-seal 3rd stage |  |  |  |  | 586.31 | 103565 |  |  | Vestas |  | 0
VESTA-PRT-1360 | OVER VOLTAGE PRO. DEHNGURD 275FM |  |  |  |  | 67.06 | 195051 |  |  | Vestas |  | 0
VESTA-PRT-1361 | P.TORQUE NUT M10 A4-70 |  |  |  |  | 0.45 | 157715 |  |  | Vestas |  | 0
VESTA-PRT-1362 | P.TORQUE NUT M10 8.GZN |  |  |  |  | 0.09 | 157716 |  |  | Vestas |  | 0
VESTA-PRT-1363 | P.TORQUE NUT M4 A4-70 |  |  |  |  | 0.06 | 158042 |  |  | Vestas |  | 0
VESTA-PRT-1364 | P.TORQUE NUT M6 A4-70 DIN 985 |  |  |  |  | 0.09 | 158044 |  |  | Vestas |  | 0
VESTA-PRT-1365 | P.TORQUE NUT M6 gZn |  |  |  |  | 0.02 | 157708 |  |  | Vestas |  | 0
VESTA-PRT-1366 | P.TORQUE NUT M8 gZn |  |  |  |  | 0.02 | 157724 |  |  | Vestas |  | 0
VESTA-PRT-1367 | PAINT BASE R7035 |  |  |  |  | 47.1 |  |  |  | Vestas |  | 0
VESTA-PRT-1368 | PAINT THINNER |  |  |  |  | 8.64 |  |  |  | Vestas |  | 0
VESTA-PRT-1369 | PAINTING, ALKYD. 0,5L RAL5003 |  |  |  |  | 32.84 |  |  |  | Vestas |  | 0
VESTA-PRT-1370 | PAN HEAD YAW CONTROLLER SUBASSEMBLED |  |  |  |  | 899.59 | 784089 |  |  | Vestas |  | 0
VESTA-PRT-1371 | PARALLEL PIN ISO 8734 - 16 M6 x 50 - A |  |  |  |  | 2.79 | 159181 |  |  | Vestas |  | 0
VESTA-PRT-1372 | PARALLEL PIN ISO 8734 - 8 M6 x 28 - A |  |  |  |  | 0.35 | 159183 |  |  | Vestas |  | 0
VESTA-PRT-1373 | PARTS F ECM F ROT CON 3MW |  |  |  |  | 1137.93 | 753498 |  |  | Vestas |  | 0
VESTA-PRT-1374 | PARTS F. LIGHT IN NACELLE VCRS |  |  |  |  | 1829.34 | 783499 |  |  | Vestas |  | 0
VESTA-PRT-1375 | PAWL FOR WING LOCK |  |  |  |  | 342.88 | 781071 |  |  | Vestas |  | 0
VESTA-PRT-1376 | PD BOX XALK178E PUSHBUTTON EMG TELEMEC |  |  |  |  | 60.7 | 116361 |  |  | Vestas |  | 0
VESTA-PRT-1377 | PD PUSHBUTTON E225-11F ABB 1S/1B BLACK |  |  |  |  | 15.88 | 184996 |  |  | Vestas |  | 0
VESTA-PRT-1378 | PD PUSHBUTTON ZB4BA4 RED TELEMECANIQUE |  |  |  |  | 7.14 |  |  |  | Vestas |  | 0
VESTA-PRT-1379 | PD SWITCH XB4BD21 2 POS TURN COMPLET |  |  |  |  | 33.69 | 116326 |  |  | Vestas |  | 0
VESTA-PRT-1380 | PETTINAROLI BALL COCK 2-in. M/N |  |  |  |  | 76.89 | 109366 |  |  | Vestas |  | 0
VESTA-PRT-1381 | PH ARC NET ASS. |  |  |  |  | 2661.19 | 788482 |  |  | Vestas |  | 0
VESTA-PRT-1382 | PH EL FOR GEAR |  |  |  |  | 2535.8 | 784616 |  |  | Vestas |  | 0
VESTA-PRT-1383 | PH EL PARTS FOR ROT TRANSFER |  |  |  |  | 317.42 | 784728 |  |  | Vestas |  | 0
VESTA-PRT-1384 | PH ENCODER FOR V66 |  |  |  |  | 457.95 | 753345 |  |  | Vestas |  | 0
VESTA-PRT-1385 | PH GENERATOR SUBASS. 60HZ |  |  |  |  | 242171.5 | 784649 |  |  | Vestas |  | 0
VESTA-PRT-1386 | PH HEAT EXCHANGER |  |  |  |  | 6587.56 | 783056 |  |  | Vestas |  | 0
VESTA-PRT-1387 | PH PARTS F EMC F ROT CONT 3MW |  |  |  |  | 852.17 | 753496 |  |  | Vestas |  | 0
VESTA-PRT-1388 | PH PARTS FOR COUPLING |  |  |  |  | 3607.93 | 784490 |  |  | Vestas |  | 0
VESTA-PRT-1389 | PH PUMP FOR GENERATOR 60HZ |  |  |  |  | 3165.12 | 784683 |  |  | Vestas |  | 0
VESTA-PRT-1390 | PH ROT TRANSFER F. MAIN SHAFT |  |  |  |  | 16667.22 | 788495 |  |  | Vestas |  | 0
VESTA-PRT-1391 | PH ROTATING CURRENT ASS. |  |  |  |  | 3669.74 | 788483 |  |  | Vestas |  | 0
VESTA-PRT-1392 | PIN ISO 8734A M 20 X 50 |  |  |  |  | 4.03 | 159187 |  |  | Vestas |  | 0
VESTA-PRT-1393 | PIN &#216;16X 40 M/GEV. ISO 8735A |  |  |  |  | 2.96 | 159269 |  |  | Vestas |  | 0
VESTA-PRT-1394 | PIPE FOR BRAKE |  |  |  |  | 46.99 | 783153 |  |  | Vestas |  | 0
VESTA-PRT-1395 | PIPE FOR HYDRAULIC CYLINDER |  |  |  |  | 199.74 | 781659 |  |  | Vestas |  | 0
VESTA-PRT-1396 | PIPE FOR OUTLET |  |  |  |  | 153.05 | 753782 |  |  | Vestas |  | 0
VESTA-PRT-1397 | PIPE HOLDER +Gf+ &#216;63 PE |  |  |  |  | 3.88 | 109034 |  |  | Vestas |  | 0
VESTA-PRT-1398 | PIPE HOLDER &#216;1/4-in. |  |  |  |  | 0.43 | 108914 |  |  | Vestas |  | 0
VESTA-PRT-1399 | PIPE HOLDER &#216;16 C3.16 |  |  |  |  | 0.92 | 108969 |  |  | Vestas |  | 0
VESTA-PRT-1400 | PIPE HOLDER &#216;3/8-in. |  |  |  |  | 0.41 | 108915 |  |  | Vestas |  | 0
VESTA-PRT-1401 | PIPE HOLDER &#216;50 CS40.50 |  |  |  |  | 9.64 | 108926 |  |  | Vestas |  | 0
VESTA-PRT-1402 | PIPE OIL F. LOCK SYSTEM OUTLET |  |  |  |  | 166.84 | 782146 |  |  | Vestas |  | 0
VESTA-PRT-1403 | PIPE OIL LOCK SYSTEM INLET |  |  |  |  | 154.01 | 782133 |  |  | Vestas |  | 0
VESTA-PRT-1404 | PIPEHOLDER 15.8MM, BLACK |  |  |  |  | 0.79 | 193780 |  |  | Vestas |  | 0
VESTA-PRT-1405 | PIPEHOLDER 15.8MM, TOP |  |  |  |  | 0.57 | 193693 |  |  | Vestas |  | 0
VESTA-PRT-1406 | PIPEHOLDER 21.2MM, BLACK |  |  |  |  | 0.88 | 193781 |  |  | Vestas |  | 0
VESTA-PRT-1407 | PIPEHOLDER 21.2MM, TOP |  |  |  |  | 0.66 | 193786 |  |  | Vestas |  | 0
VESTA-PRT-1408 | PIPEHOLDER 28.5MM, TOP |  |  |  |  | 0.66 | 193690 |  |  | Vestas |  | 0
VESTA-PRT-1409 | PIPEHOLDER 34.5MM, TOP |  |  |  |  | 0.72 | 193691 |  |  | Vestas |  | 0
VESTA-PRT-1410 | PISTON DET.M11X1 PNP M12 CONN. |  |  |  |  | 914.24 | 781081 |  |  | Vestas |  | 0
VESTA-PRT-1411 | PITCH BLOCK, 3MW |  |  |  |  | 13307.17 | 109751 |  |  | Vestas |  | 0
VESTA-PRT-1412 | PLAST.EDGE PROTECTION 3MM VL55 |  |  |  |  | 3.39 | 116190 |  |  | Vestas |  | 0
VESTA-PRT-1413 | Plastfolie 2x50mx10my |  |  |  |  | 14.65 | 117564 |  |  | Vestas |  | 0
VESTA-PRT-1414 | PLASTIC BEARING LINER FOR TANK |  |  |  |  | 0.5 | 107094 |  |  | Vestas |  | 0
VESTA-PRT-1415 | PLASTIC PIPE &#216;75 X1,8 X31 |  |  |  |  | 1.34 | 723436 |  |  | Vestas |  | 0
VESTA-PRT-1416 | PLATE 40 X 200MM |  |  |  |  | 17.71 | 784043 |  |  | Vestas |  | 0
VESTA-PRT-1417 | PLATE F. TOOLS-NO. |  |  |  |  | 1.62 | 144335 |  |  | Vestas |  | 0
VESTA-PRT-1418 | PLATE FOR CONN. BOX |  |  |  |  | 32.2 | 753336 |  |  | Vestas |  | 0
VESTA-PRT-1419 | PLATE FOR PRESSURE SPRING STOP |  |  |  |  | 2.69 | 781076 |  |  | Vestas |  | 0
VESTA-PRT-1420 | PLATE FOR TWO PIPE HOLDERS |  |  |  |  | 13.33 | 781645 |  |  | Vestas |  | 0
VESTA-PRT-1421 | PLATE FOR YAW CONTROL |  |  |  |  | 24.3 | 783849 |  |  | Vestas |  | 0
VESTA-PRT-1422 | PLATE HEAT EXCHANGER OIL/WATER |  |  |  |  | 5848.5 | 101127 |  |  | Vestas |  | 0
VESTA-PRT-1423 | PLATE LEFT TOP FOR TRAFO WALL |  |  |  |  | 108.66 | 787014 |  |  | Vestas |  | 0
VESTA-PRT-1424 | PLATE RIGHT TOP FOR TRAFO WALL |  |  |  |  | 129.71 | 787012 |  |  | Vestas |  | 0
VESTA-PRT-1425 | PLATE TO CABLE ENTRY 170X210 |  |  |  |  | 85.18 |  |  |  | Vestas |  | 0
VESTA-PRT-1426 | PLATFORM BRACKET |  |  |  |  | 11.75 | 726915 |  |  | Vestas |  | 0
VESTA-PRT-1427 | PLATFORM PLUG AT WIRE F. LIFT |  |  |  |  | 13.39 | 76610098 |  |  | Vestas |  | 0
VESTA-PRT-1428 | PLATFORM R1780 |  |  |  |  | 1203.54 | 78602394 |  |  | Vestas |  | 0
VESTA-PRT-1429 | PLATFORM REINFORCEMENT BRACKET |  |  |  |  | 274.96 | 786657 |  |  | Vestas |  | 0
VESTA-PRT-1430 | PLC ALPHA AL2 24MR |  |  |  |  | 568.68 | 186149 |  |  | Vestas |  | 0
VESTA-PRT-1431 | PLUG 08BPUP02 1/8-in. |  |  |  |  | 2.3 | 108733 |  |  | Vestas |  | 0
VESTA-PRT-1432 | PLUG CEE 16A 5P |  |  |  |  | 23.67 |  |  |  | Vestas |  | 0
VESTA-PRT-1433 | PLUG FINAL 08BPU06 |  |  |  |  | 2.05 | 108731 |  |  | Vestas |  | 0
VESTA-PRT-1434 | PLUG INS SCREW CLAMP 4P MALE 10A |  |  |  |  | 9.06 | 190833 |  |  | Vestas |  | 0
VESTA-PRT-1435 | PLUG INS TENSION CLAMP 6P MALE 16A |  |  |  |  | 8.4 | 190822 |  |  | Vestas |  | 0
VESTA-PRT-1436 | PLUG PLASTIC 150X60 FOR PLINTH |  |  |  |  | 5.26 | 108793 |  |  | Vestas |  | 0
VESTA-PRT-1437 | PLUG SUB-D 9-POL FEMALE |  |  |  |  | 3.03 |  |  |  | Vestas |  | 0
VESTA-PRT-1438 | PLUG, N6R FF7 POL (CRIMP) |  |  |  |  | 32.37 |  |  |  | Vestas |  | 0
VESTA-PRT-1439 | PORE FILLER |  |  |  |  | 36.97 |  |  |  | Vestas |  | 0
VESTA-PRT-1440 | POWER CONTROLLER VCRS 3 MW MK7 |  |  |  |  | 54010.37 | 785107 |  |  | Vestas |  | 0
VESTA-PRT-1441 | POWER SUPPLY 230/24V ADC5121R 5A |  |  |  |  | 576.84 | 186202 |  |  | Vestas |  | 0
VESTA-PRT-1442 | POWER SUPPLY 230/24V ADC5421R 10A |  |  |  |  | 626.74 | 186204 |  |  | Vestas |  | 0
VESTA-PRT-1443 | POWER SUPPLY 230/5-18-24-24V TPS271 |  |  |  |  | 1350.68 | 188317 |  |  | Vestas |  | 0
VESTA-PRT-1444 | PRESS. SENSOR IFM 0-25 BAR |  |  |  |  | 295.05 | 109600 |  |  | Vestas |  | 0
VESTA-PRT-1445 | PRESSURE PIPE ASSY &#216;28 X 3mm |  |  |  |  | 99.2 | 704632 |  |  | Vestas |  | 0
VESTA-PRT-1446 | PRESSURE SWITCH 5-55 BAR |  |  |  |  | 376.91 | 101303 |  |  | Vestas |  | 0
VESTA-PRT-1447 | PRESSURE TRANSM.TRAFAG 0-6 BAR |  |  |  |  | 815.82 | 109544 |  |  | Vestas |  | 0
VESTA-PRT-1448 | PRINT PLUG 10POLE 5MM MSTB2,5/10-ST |  |  |  |  | 6.4 | 106229 |  |  | Vestas |  | 0
VESTA-PRT-1449 | PRINT PLUG 2 POLE QC 0.5/2-ST-3.81 |  |  |  |  | 1.64 |  |  |  | Vestas |  | 0
VESTA-PRT-1450 | PRINT PLUG 3 POLE MCVR 1,5/3-ST-3,81 |  |  |  |  | 1.98 | 106203 |  |  | Vestas |  | 0
VESTA-PRT-1451 | PRINT PLUG 3 POLE QC 0.5/2-ST-3.81 |  |  |  |  | 1.75 |  |  |  | Vestas |  | 0
VESTA-PRT-1452 | PRINT PLUG 4 POLE MCVR 1,5/4-ST-3,81 |  |  |  |  | 2.67 | 106207 |  |  | Vestas |  | 0
VESTA-PRT-1453 | PRINT PLUG 4 POLE QC 0.5/2-ST-3.81 |  |  |  |  | 2.24 |  |  |  | Vestas |  | 0
VESTA-PRT-1454 | PROFILE PIPE SUPPORT |  |  |  |  | 39.93 | 788081 |  |  | Vestas |  | 0
VESTA-PRT-1455 | PROFILE RUBBER EPDM 15-602 |  |  |  |  | 5.48 | 137011 |  |  | Vestas |  | 0
VESTA-PRT-1456 | PROFILE RUBBER EPDM 15-605 |  |  |  |  | 10.47 | 137014 |  |  | Vestas |  | 0
VESTA-PRT-1457 | PROPORTIONAL VALVE |  |  |  |  | 4466.86 | 105161 |  |  | Vestas |  | 0
VESTA-PRT-1458 | PT 100 SENSOR |  |  |  |  | 543.22 | 114460 |  |  | Vestas |  | 0
VESTA-PRT-1459 | PT 100 SENSOR |  |  |  |  | 31.56 | 114701 |  |  | Vestas |  | 0
GAMSA-PRT-0395 | PT 100 SENSOR | Gamesa Wind US LLC |  |  |  | 42.98 | R9E1495P01 |  |  | Gamesa | 3M | 0
VESTA-PRT-1460 | PT 100 SENSOR 3,5M |  |  |  |  | 48.23 | 114700 |  |  | Vestas |  | 0
VESTA-PRT-1461 | PT 100 SENSOR 900045_R1 |  |  |  |  | 138.19 | 103198 |  |  | Vestas |  | 0
VESTA-PRT-1462 | PT100 FOR BEARING TEMP. |  |  |  |  | 1441.45 | 105267 |  |  | Vestas |  | 0
VESTA-PRT-1463 | PT100 SENSOR |  |  |  |  | 566.87 | 114453 |  |  | Vestas |  | 0
VESTA-PRT-1464 | PT100 SENSOR |  |  |  |  | 566.87 | 114454 |  |  | Vestas |  | 0
VESTA-PRT-1465 | PT100 SENSOR |  |  |  |  | 566.87 | 114455 |  |  | Vestas |  | 0
VESTA-PRT-1466 | PT100 SENSOR 180-5-3M-SA |  |  |  |  | 34.65 | 114722 |  |  | Vestas |  | 0
VESTA-PRT-1467 | PT100 SENSOR 180-5-7M-SA |  |  |  |  | 63.43 | 114724 |  |  | Vestas |  | 0
VESTA-PRT-1468 | PT100-180-5 SENSOR WITH SHIELD |  |  |  |  | 31.51 | 114265 |  |  | Vestas |  | 0
VESTA-PRT-1469 | PUMP FITTING |  |  |  |  | 215.08 | 783322 |  |  | Vestas |  | 0
VESTA-PRT-1470 | PUMP FOR ARRETER SYSTEM |  |  |  |  | 1287.36 | 782128 |  |  | Vestas |  | 0
VESTA-PRT-1471 | PUMP FOR GEAR, 60HZ |  |  |  |  | 3263.24 | 784699 |  |  | Vestas |  | 0
VESTA-PRT-1472 | PUMP TYPE PV4-14-4 (4 BAR) |  |  |  |  | 976.45 | 109825 |  |  | Vestas |  | 0
VESTA-PRT-1473 | PUMP UNIT FOR EMERGENCY LUB. |  |  |  |  | 4104.12 | 101130 |  |  | Vestas |  | 0
VESTA-PRT-1474 | PUMP UNIT W. NON-RETURN VALVE |  |  |  |  | 3863.47 | 101147 |  |  | Vestas |  | 0
VESTA-PRT-1475 | PUMP UNIT, PX055-B |  |  |  |  | 4298.02 | 101171 |  |  | Vestas |  | 0
VESTA-PRT-1476 | PUMP UPS 50-160 F 280, 60Hz |  |  |  |  | 1778.74 | 104068 |  |  | Vestas |  | 0
VESTA-PRT-1477 | PUMP WITH MOTOR, 50Hz |  |  |  |  | 5713.89 | 101140 |  |  | Vestas |  | 0
VESTA-PRT-1478 | PUMP, 203 FILLED W. GREASE |  |  |  |  | 3893.77 | 781039 |  |  | Vestas |  | 0
VESTA-PRT-1479 | PUMP, 40 L /MIN |  |  |  |  | 2159.89 | 105141 |  |  | Vestas |  | 0
VESTA-PRT-1480 | PUMP, P203 4L STAMINA HDS2 |  |  |  |  | 3067.7 | 781054 |  |  | Vestas |  | 0
VESTA-PRT-1481 | PUMP. CARRIER |  |  |  |  | 35.11 | 103713 |  |  | Vestas |  | 0
VESTA-PRT-1482 | PUMPMOTOR UNIT 40L/MIN 1,5KW |  |  |  |  | 2681.62 | 105184 |  |  | Vestas |  | 0
VESTA-PRT-1483 | PUR HARDENER 7050, FLANGE GLUE |  |  |  |  | 16.78 |  |  |  | Vestas |  | 0
VESTA-PRT-1484 | PUR. PLUG 1, 44M BLADE BALANC. |  |  |  |  | 1032.32 | 781270 |  |  | Vestas |  | 0
VESTA-PRT-1485 | PUR. PLUG 2, 44M BLADE BALANC. |  |  |  |  | 1650.68 | 781271 |  |  | Vestas |  | 0
VESTA-PRT-1486 | PUR-GLUE 7818 L4 F. BLADE PROD |  |  |  |  | 17.51 |  |  |  | Vestas |  | 0
VESTA-PRT-1487 | PUR-GLUE CANNED |  |  |  |  | 36.52 | 899031 |  |  | Vestas |  | 0
VESTA-PRT-1488 | PUSHIN FIT. ANG &#216;6MM REVOLVING |  |  |  |  | 24.54 | 781046 |  |  | Vestas |  | 0
VESTA-PRT-1489 | QUICK CONNECTION COUPLING |  |  |  |  | 164.75 | 105111 |  |  | Vestas |  | 0
VESTA-PRT-1490 | QUICK CONNECTION NIPPLE |  |  |  |  | 70 | 105110 |  |  | Vestas |  | 0
VESTA-PRT-1491 | QUICK LOCK 237-U |  |  |  |  | 38.95 | 114382 |  |  | Vestas |  | 0
VESTA-PRT-1492 | RAIL FOR LIGHTNING PROTECTION BLADE |  |  |  |  | 5.12 | 702708 |  |  | Vestas |  | 0
VESTA-PRT-1493 | RCBO FS201-B13/0.03 13A B 0.03A 1P+N |  |  |  |  | 158.17 | 184954 |  |  | Vestas |  | 0
VESTA-PRT-1494 | RCCB F202-25/0.03 25A 0.03A 2P |  |  |  |  | 159.38 | 60110888 |  |  | Vestas |  | 0
VESTA-PRT-1495 | RCCB F204 A-25/0.03 AP-R UL |  |  |  |  | 240.3 | 185017 |  |  | Vestas |  | 0
VESTA-PRT-1496 | RCCB F204A-40/0,03 40A 0.03A 3P+N |  |  |  |  | 54.64 | 184993 |  |  | Vestas |  | 0
VESTA-PRT-1497 | RCCB GFCI BASE QON2L40 UL 240V 2P |  |  |  |  | 32 | 185019 |  |  | Vestas |  | 0
VESTA-PRT-1498 | RCCB GFCI QO215GFI UL 240V 2P |  |  |  |  | 375.63 | 185018 |  |  | Vestas |  | 0
VESTA-PRT-1499 | RECEPTACLES IP64-60HZ UL COMPLETE |  |  |  |  | 77.48 |  |  |  | Vestas |  | 0
VESTA-PRT-1500 | REDUCING PIPE JOINT GALV. 2X1 |  |  |  |  | 13.27 | 115672 |  |  | Vestas |  | 0
VESTA-PRT-1501 | REDUCING SOCKET BRASS M25-20 |  |  |  |  | 3.05 | 106113 |  |  | Vestas |  | 0
VESTA-PRT-1502 | REDUKTION 1.7/8-in.-12X1.5/16-in.-12 |  |  |  |  | 44.48 | 146165 |  |  | Vestas |  | 0
VESTA-PRT-1503 | REINFORCED HINGE 1055-0000S |  |  |  |  | 5.84 | 114109 |  |  | Vestas |  | 0
VESTA-PRT-1504 | RELAY 6233.9024 3CO-16A-24DC |  |  |  |  | 19.17 | 114369 |  |  | Vestas |  | 0
VESTA-PRT-1505 | RELAY FAST OP. 24VDC-230VAC |  |  |  |  | 4.25 | 116272 |  |  | Vestas |  | 0
VESTA-PRT-1506 | RELAY G7SA-5A1B 6A 24VDC 6NO FORCIBLY |  |  |  |  | 58.49 | 114379 |  |  | Vestas |  | 0
VESTA-PRT-1507 | RELAY RA5 FOR A9-A110 |  |  |  |  | 39.36 |  |  |  | Vestas |  | 0
VESTA-PRT-1508 | RELAY RA5-1 FOR A9-A110 |  |  |  |  | 38.81 |  |  |  | Vestas |  | 0
VESTA-PRT-1509 | RELAY REMOTE SW EP520N 16A 230VAC 2NO |  |  |  |  | 57.27 | 188011 |  |  | Vestas |  | 0
VESTA-PRT-1510 | RELAY RH1B-U 24VDC 1CO |  |  |  |  | 10.47 | 116253 |  |  | Vestas |  | 0
VESTA-PRT-1511 | RELAY RH1B-UL-DC-48V 1CO |  |  |  |  | 14.93 | 116280 |  |  | Vestas |  | 0
VESTA-PRT-1512 | RELAY RH2B-UL-AC-230V 2CO |  |  |  |  | 19.51 | 116292 |  |  | Vestas |  | 0
VESTA-PRT-1513 | RELAY RH4B-U 24VDC 4CO |  |  |  |  | 29.51 | 116254 |  |  | Vestas |  | 0
VESTA-PRT-1514 | RELAY RY2S-U 24V DC 2CO |  |  |  |  | 9.47 | 116270 |  |  | Vestas |  | 0
VESTA-PRT-1515 | RELAY SOCKET MT78740 11P |  |  |  |  | 12.32 | 60005026 |  |  | Vestas |  | 0
VESTA-PRT-1516 | RELAY SOCKET P7SA-14F-ND F P7SA |  |  |  |  | 51.92 | 114380 |  |  | Vestas |  | 0
VESTA-PRT-1517 | RELAY SOCKET SH1B-05C F RH1B 1CO |  |  |  |  | 4.46 | 116245 |  |  | Vestas |  | 0
VESTA-PRT-1518 | RELAY SOCKET SH2B-05C F RH2B 2CO |  |  |  |  | 7.14 | 116290 |  |  | Vestas |  | 0
VESTA-PRT-1519 | RELAY SOCKET SY2S-05C F RY4 4CO |  |  |  |  | 5.61 | 116246 |  |  | Vestas |  | 0
VESTA-PRT-1520 | RELAY TH LUCB-05FU 1,25-5 |  |  |  |  | 126.97 | 184805 |  |  | Vestas |  | 0
VESTA-PRT-1521 | RELAY TH LUCB-12FU 3-12 |  |  |  |  | 143.18 | 184813 |  |  | Vestas |  | 0
VESTA-PRT-1522 | RELAY TH LUCB-18FU 4,5-18 |  |  |  |  | 152.32 | 184806 |  |  | Vestas |  | 0
VESTA-PRT-1523 | RELAY TH LUCB-1XFU 0,35-1,4 |  |  |  |  | 124.99 | 184804 |  |  | Vestas |  | 0
VESTA-PRT-1524 | RELAY TH TA25DU 2.20-3.10 A |  |  |  |  | 45.12 |  |  |  | Vestas |  | 0
VESTA-PRT-1525 | RELAY TH TA42DU 22.0-32.0 A |  |  |  |  | 112.09 | 184943 |  |  | Vestas |  | 0
VESTA-PRT-1526 | RELAY TIME CT-MFE 0.05s-100h 24-240V |  |  |  |  | 85.03 | 114474 |  |  | Vestas |  | 0
VESTA-PRT-1527 | RELIEF VALVE 276 BAR |  |  |  |  | 222.43 | 105118 |  |  | Vestas |  | 0
VESTA-PRT-1528 | REP.TIP 44M BLADE R7035(SET) |  |  |  |  | 6298.92 | 882346 |  |  | Vestas |  | 0
VESTA-PRT-1529 | REPLACED BY 108372 |  |  |  |  | 367.26 | 101305 |  |  | Vestas |  | 0
VESTA-PRT-1530 | RESCUE DEVICE, MOUNTED |  |  |  |  | 883.8 | 788859 |  |  | Vestas |  | 0
VESTA-PRT-1531 | RESCUE EQUIPMENT |  |  |  |  | 11.9 | 208020 |  |  | Vestas |  | 0
VESTA-PRT-1532 | RESISTOR 21 OHM +/- 5% 400W |  |  |  |  | 85.74 | 188802 |  |  | Vestas |  | 0
VESTA-PRT-1533 | RESISTOR 6K OHM +/- 3% 100W |  |  |  |  | 40.43 | 188803 |  |  | Vestas |  | 0
VESTA-PRT-1534 | RETAIN FOR YAW CONTROL |  |  |  |  | 14.62 | 784073 |  |  | Vestas |  | 0
VESTA-PRT-1535 | RETROFIT SET LS GENERATOR |  |  |  |  | 4183.05 | 784593 |  |  | Vestas |  | 0
VESTA-PRT-1536 | RETURN FLOW HOSE, 1. STAGE |  |  |  |  | 700.79 | 783111 |  |  | Vestas |  | 0
VESTA-PRT-1537 | RETURN FLOW HOSE, 2. STAGE |  |  |  |  | 705.69 | 783108 |  |  | Vestas |  | 0
VESTA-PRT-1538 | RETURN FLOW HOSE, MAIN BEARING |  |  |  |  | 681.64 | 783110 |  |  | Vestas |  | 0
VESTA-PRT-1539 | RETURN PIPE |  |  |  |  | 924.93 | 788943 |  |  | Vestas |  | 0
VESTA-PRT-1540 | RIGGING SCREW 7/8-in. FORK/FORK |  |  |  |  | 95.08 | 107605 |  |  | Vestas |  | 0
VESTA-PRT-1541 | RIGHT AIRING HOSE, 2000MM 1/4-in. |  |  |  |  | 41.6 | 781764 |  |  | Vestas |  | 0
VESTA-PRT-1542 | RIGHT LOWER MIDDEL, TRAFO WALL |  |  |  |  | 322.28 | 787118 |  |  | Vestas |  | 0
VESTA-PRT-1543 | RING BACKUP |  |  |  |  | 196.61 | 781732 |  |  | Vestas |  | 0
VESTA-PRT-1544 | RING CABLE SHOE 0,1-0,5MM2 &#216;3 |  |  |  |  | 0.19 | 114802 |  |  | Vestas |  | 0
VESTA-PRT-1545 | RIVET 2x5 (SS1549) FZB |  |  |  |  | 0.02 | 159600 |  |  | Vestas |  | 0
VESTA-PRT-1546 | RIVET DIN 7337A 6-8 STAINLESS |  |  |  |  | 0.64 | 159661 |  |  | Vestas |  | 0
VESTA-PRT-1547 | RIVET DIN 7337A &#216; 4.8 X 9 |  |  |  |  | 0.06 | 159612 |  |  | Vestas |  | 0
VESTA-PRT-1548 | RIVET DIN 7337A &#216; 4.8 X 9.5 |  |  |  |  | 0.06 | 159625 |  |  | Vestas |  | 0
VESTA-PRT-1549 | RIVET DIN 7337A &#216; 8 X 20 - A4 |  |  |  |  | 1.95 | 159619 |  |  | Vestas |  | 0
VESTA-PRT-1550 | RIVET O.END &#216;4.8X11 R.PRO.A4 |  |  |  |  | 0.28 | 159659 |  |  | Vestas |  | 0
VESTA-PRT-1551 | R&#248;rholders&#230;t &#216;12 Dobbelt |  |  |  |  | 0.94 | 108958 |  |  | Vestas |  | 0
VESTA-PRT-1552 | ROTATING PARTS 3MW |  |  |  |  | 20532.1 | 753700 |  |  | Vestas |  | 0
VESTA-PRT-1553 | ROTATING UNIT |  |  |  |  | 3394.22 | 753780 |  |  | Vestas |  | 0
VESTA-PRT-1554 | ROTATING UNIT |  |  |  |  | 3004.01 | 753257 |  |  | Vestas |  | 0
VESTA-PRT-1555 | ROTATING UNIT WITH CUR.ADAPTER |  |  |  |  | 4320.72 | 753256 |  |  | Vestas |  | 0
VESTA-PRT-1556 | ROTATING UNIT WITH CURRENT ADAPTER |  |  |  |  | 3762.15 | 753770 |  |  | Vestas |  | 0
VESTA-PRT-1557 | ROTATION RETAINER |  |  |  |  | 287.74 | 78602591 |  |  | Vestas |  | 0
VESTA-PRT-1558 | ROTATOR RESQ DEVICE |  |  |  |  | 317.63 | 788868 |  |  | Vestas |  | 0
VESTA-PRT-1559 | ROTOR CABLE LS 3MW 16MM SOCKET |  |  |  |  | 11508.12 | 105234 |  |  | Vestas |  | 0
VESTA-PRT-1560 | ROTOR LOCK REQUIRED |  |  |  |  | 6.65 | 208027 |  |  | Vestas |  | 0
VESTA-PRT-1561 | RUBBER BUSHING LB 105 |  |  |  |  | 12.54 | 109009 |  |  | Vestas |  | 0
VESTA-PRT-1562 | RUBBER PROFILE 50X50 |  |  |  |  | 0.92 | 137064 |  |  | Vestas |  | 0
VESTA-PRT-1563 | RUBBER WITH MEMBRANE DG48 &#216;60 |  |  |  |  | 3.59 | 149018 |  |  | Vestas |  | 0
VESTA-PRT-1564 | RUN.SKR.INSEX M 6 X 20 A2-70 |  |  |  |  | 0.13 | 150978 |  |  | Vestas |  | 0
VESTA-PRT-1565 | SAE 3/4-in. - JIC 1.1/16-in.-12 |  |  |  |  | 25.1 | 131369 |  |  | Vestas |  | 0
VESTA-PRT-1566 | SAE 3/4-in. 3000PSI 90DEG-M30 |  |  |  |  | 58.96 | 131537 |  |  | Vestas |  | 0
VESTA-PRT-1567 | SAFETY BRACKET |  |  |  |  | 25.59 | 736144 |  |  | Vestas |  | 0
VESTA-PRT-1568 | SAFETY CARABIN 12MM |  |  |  |  | 1.92 | 107762 |  |  | Vestas |  | 0
VESTA-PRT-1569 | SAFETY EQUIPMENT L=76355 |  |  |  |  | 289.81 | 78602725 |  |  | Vestas |  | 0
VESTA-PRT-1570 | SAFETY EQUIPMENT SEC.1 ASS. |  |  |  |  | 109.74 | 76610274 |  |  | Vestas |  | 0
VESTA-PRT-1571 | SAFETY EQUIPMENT TOP ASS. |  |  |  |  | 188.8 | 76610272 |  |  | Vestas |  | 0
VESTA-PRT-1572 | SAFETY SIGN ANCHORAGE POINT 22 |  |  |  |  | 2.36 | 788099 |  |  | Vestas |  | 0
VESTA-PRT-1573 | SAFETY VALVE, SVTE-350-1/4-D |  |  |  |  | 200.72 | 781042 |  |  | Vestas |  | 0
VESTA-PRT-1574 | SAFETY-WALK GP 152MMX18.3M |  |  |  |  | 215.05 |  |  |  | Vestas |  | 0
VESTA-PRT-1575 | SAFETY-WALK, EDGE SEALER |  |  |  |  | 19.57 | 149755 |  |  | Vestas |  | 0
VESTA-PRT-1576 | SAMPLING PLATE FOR BRAKE DISK |  |  |  |  | 55.34 | 782455 |  |  | Vestas |  | 0
VESTA-PRT-1577 | SC BRIDGE 2P EBP 2-5 |  |  |  |  | 0.53 | 191054 |  |  | Vestas |  | 0
VESTA-PRT-1578 | SCR CRS PH M4x14 4.8 FZB |  |  |  |  | 0.03 | 60009599 |  |  | Vestas |  | 0
VESTA-PRT-1579 | SCR.INSEX RH M 6X 35 A4-70 |  |  |  |  | 0.47 | 150979 |  |  | Vestas |  | 0
VESTA-PRT-1580 | SCREW 2011-610 |  |  |  |  | 0.13 |  |  |  | Vestas |  | 0
VESTA-PRT-1581 | SCREW COLLAR 2011-0616 |  |  |  |  | 0.44 |  |  |  | Vestas |  | 0
VESTA-PRT-1582 | SCREW DIN 7504 St3.5 x 9,5 -N - H - A3J |  |  |  |  | 0.02 | 158467 |  |  | Vestas |  | 0
VESTA-PRT-1583 | SCREW DIN 7984 - M 4 x 20 - 8.8 - A3J |  |  |  |  | 0.02 | 151315 |  |  | Vestas |  | 0
VESTA-PRT-1584 | SCREW DIN 7985 A - M 3 x 6 - A3J - Z |  |  |  |  | 0.02 | 153946 |  |  | Vestas |  | 0
VESTA-PRT-1585 | SCREW DIN 7991 - M 6 x 16 - A4-70 |  |  |  |  | 0.02 | 150928 |  |  | Vestas |  | 0
VESTA-PRT-1586 | SCREW DIN 7991 - M 6 x 20 - A4-70 |  |  |  |  | 0.23 | 150929 |  |  | Vestas |  | 0
VESTA-PRT-1587 | SCREW DIN 7991 - M 6 x 25 - A4-70 |  |  |  |  | 0.3 | 150930 |  |  | Vestas |  | 0
VESTA-PRT-1588 | SCREW DIN 7991 - M 8 x 20 - A4-70 |  |  |  |  | 0.34 | 151033 |  |  | Vestas |  | 0
VESTA-PRT-1589 | SCREW DIN 7991 - M 8 x 25 - A4-70 |  |  |  |  | 0.5 | 150939 |  |  | Vestas |  | 0
VESTA-PRT-1590 | SCREW DIN 7991 - M12 x 25 - A4-70 |  |  |  |  | 1.13 | 150860 |  |  | Vestas |  | 0
VESTA-PRT-1591 | SCREW DIN 7991 - M12 x 35 - A4-70 |  |  |  |  | 1.73 | 150862 |  |  | Vestas |  | 0
VESTA-PRT-1592 | SCREW DIN 7991 M 4 X 35 - A4-70 |  |  |  |  | 0.3 | 153944 |  |  | Vestas |  | 0
VESTA-PRT-1593 | SCREW DIN 7991 M 6 X 35 - A4-70 |  |  |  |  | 0.41 | 151878 |  |  | Vestas |  | 0
VESTA-PRT-1594 | SCREW DIN 7991 M 8 X 16 - A4-70 |  |  |  |  | 0.41 | 150937 |  |  | Vestas |  | 0
VESTA-PRT-1595 | SCREW FOR COVER 1001-0800 |  |  |  |  | 1.34 | 106153 |  |  | Vestas |  | 0
VESTA-PRT-1596 | SCREW HEXAGON M16X100 8.8 TZN |  |  |  |  | 1.94 | 152108 |  |  | Vestas |  | 0
VESTA-PRT-1597 | SCREW HEXAGONAL M 8X 45 A4-70 |  |  |  |  | 0.85 | 153283 |  |  | Vestas |  | 0
VESTA-PRT-1598 | SCREW ISO 1207 - M 5 x 30 - A4-70 |  |  |  |  | 0.28 | 151024 |  |  | Vestas |  | 0
VESTA-PRT-1599 | SCREW ISO 1207 - M4 x 16 - 4.8 - A3J |  |  |  |  | 0.02 | 158844 |  |  | Vestas |  | 0
VESTA-PRT-1600 | SCREW ISO 1207 - M5 x 16 - 4.8 - A3J |  |  |  |  | 0.02 | 155020 |  |  | Vestas |  | 0
VESTA-PRT-1601 | SCREW ISO 1207 M 4 X 12 - A4-70 |  |  |  |  | 0.13 | 151693 |  |  | Vestas |  | 0
VESTA-PRT-1602 | SCREW ISO 1207 M 6 x 16 - PA6 |  |  |  |  | 0.51 | 60009583 |  |  | Vestas |  | 0
VESTA-PRT-1603 | SCREW ISO 4014 - M16 x 130 - 8.8U - TZN |  |  |  |  | 2.05 | 152238 |  |  | Vestas |  | 0
VESTA-PRT-1604 | SCREW ISO 4017 - M 4 x 6 - A4-70 |  |  |  |  | 0.21 | 153103 |  |  | Vestas |  | 0
VESTA-PRT-1605 | SCREW ISO 4017 - M 5 x 10 - 8.8 - A3J |  |  |  |  | 0.58 | 153117 |  |  | Vestas |  | 0
VESTA-PRT-1606 | SCREW ISO 4017 - M 5 x 12 - A4-70 |  |  |  |  | 0.16 | 155385 |  |  | Vestas |  | 0
VESTA-PRT-1607 | SCREW ISO 4017 - M 5 x 20 - A4-70 |  |  |  |  | 0.23 | 155386 |  |  | Vestas |  | 0
VESTA-PRT-1608 | SCREW ISO 4017 - M 5 x 25 - A4-70 |  |  |  |  | 0.28 | 155387 |  |  | Vestas |  | 0
VESTA-PRT-1609 | SCREW ISO 4017 - M 6 x 16 - 8.8U - tZn |  |  |  |  | 0.09 | 154263 |  |  | Vestas |  | 0
VESTA-PRT-1610 | SCREW ISO 4017 - M 6 x 16 - A4-70 |  |  |  |  | 0.23 | 155396 |  |  | Vestas |  | 0
VESTA-PRT-1611 | SCREW ISO 4017 - M 6 x 20 - A4-70 |  |  |  |  | 0.28 | 155379 |  |  | Vestas |  | 0
VESTA-PRT-1612 | SCREW ISO 4017 - M 6 x 25 - A4-70 |  |  |  |  | 0.34 | 155400 |  |  | Vestas |  | 0
VESTA-PRT-1613 | SCREW ISO 4017 - M 6 x 30 - 8.8 - A3J |  |  |  |  | 0.06 | 153168 |  |  | Vestas |  | 0
VESTA-PRT-1614 | SCREW ISO 4017 - M 6 x 30 - A4-70 |  |  |  |  | 0.36 | 155401 |  |  | Vestas |  | 0
VESTA-PRT-1615 | SCREW ISO 4017 - M 8 x 10 - A4-70 |  |  |  |  | 0.28 | 155409 |  |  | Vestas |  | 0
VESTA-PRT-1616 | SCREW ISO 4017 - M 8 x 12 - 8.8 - A3J |  |  |  |  | 0.06 | 153144 |  |  | Vestas |  | 0
VESTA-PRT-1617 | SCREW ISO 4017 - M 8 x 12 - 8.8U - tZn |  |  |  |  | 0.17 | 153143 |  |  | Vestas |  | 0
VESTA-PRT-1618 | SCREW ISO 4017 - M 8 x 12 - A4-70 |  |  |  |  | 0.51 | 155410 |  |  | Vestas |  | 0
VESTA-PRT-1619 | SCREW ISO 4017 - M 8 x 16 - 8.8 - A3J |  |  |  |  | 0.06 | 153146 |  |  | Vestas |  | 0
VESTA-PRT-1620 | SCREW ISO 4017 - M 8 x 16 - A4-70 |  |  |  |  | 0.58 | 155411 |  |  | Vestas |  | 0
VESTA-PRT-1621 | SCREW ISO 4017 - M 8 x 20 - 8.8 - A3J |  |  |  |  | 0.06 | 153142 |  |  | Vestas |  | 0
VESTA-PRT-1622 | SCREW ISO 4017 - M 8 x 20 - 8.8U - tZn |  |  |  |  | 0.09 | 153141 |  |  | Vestas |  | 0
VESTA-PRT-1623 | SCREW ISO 4017 - M 8 x 20 - A4-70 |  |  |  |  | 0.34 | 155372 |  |  | Vestas |  | 0
VESTA-PRT-1624 | SCREW ISO 4017 - M 8 x 25 - 8.8 - A3J |  |  |  |  | 0.09 | 153149 |  |  | Vestas |  | 0
VESTA-PRT-1625 | SCREW ISO 4017 - M 8 x 30 - 8.8U - tZn |  |  |  |  | 0.21 | 153178 |  |  | Vestas |  | 0
VESTA-PRT-1626 | SCREW ISO 4017 - M 8 x 30 - A4-70 |  |  |  |  | 0.66 | 153280 |  |  | Vestas |  | 0
VESTA-PRT-1627 | SCREW ISO 4017 - M 8 x 35 - A4-70 |  |  |  |  | 0.66 | 153282 |  |  | Vestas |  | 0
VESTA-PRT-1628 | SCREW ISO 4017 - M 8 x 40 - A4-70 |  |  |  |  | 0.87 | 155416 |  |  | Vestas |  | 0
VESTA-PRT-1629 | SCREW ISO 4017 - M 8 x 60 - A4-70 |  |  |  |  | 1.34 | 155420 |  |  | Vestas |  | 0
VESTA-PRT-1630 | SCREW ISO 4017 - M10 x 120 - 8.8U - tZn |  |  |  |  | 10.87 | 152174 |  |  | Vestas |  | 0
VESTA-PRT-1631 | SCREW ISO 4017 - M10 x 120 - 8.8U - tZn |  |  |  |  | 1.3 | 155154 |  |  | Vestas |  | 0
VESTA-PRT-1632 | SCREW ISO 4017 - M10 x 120 - A4-70 |  |  |  |  | 5.7 | 155438 |  |  | Vestas |  | 0
VESTA-PRT-1633 | SCREW ISO 4017 - M10 x 140 - 8.8 - A3J |  |  |  |  | 0.09 | 153183 |  |  | Vestas |  | 0
VESTA-PRT-1634 | SCREW ISO 4017 - M10 x 20 - 8.8 - A3J |  |  |  |  | 0.17 | 153164 |  |  | Vestas |  | 0
VESTA-PRT-1635 | SCREW ISO 4017 - M10 x 20 - 8.8U - tZn |  |  |  |  | 0.21 | 153208 |  |  | Vestas |  | 0
VESTA-PRT-1636 | SCREW ISO 4017 - M10 x 25 - 8.8 - A3J |  |  |  |  | 0.21 | 153166 |  |  | Vestas |  | 0
VESTA-PRT-1637 | SCREW ISO 4017 - M10 x 25 - 8.8U - tZn |  |  |  |  | 0.28 | 153192 |  |  | Vestas |  | 0
VESTA-PRT-1638 | SCREW ISO 4017 - M10 x 30 - 8.8 - A3J |  |  |  |  | 0.02 | 153167 |  |  | Vestas |  | 0
VESTA-PRT-1639 | SCREW ISO 4017 - M10 x 30 - A4-70 |  |  |  |  | 1.28 | 155381 |  |  | Vestas |  | 0
VESTA-PRT-1640 | SCREW ISO 4017 - M10 x 35 - 8.8 - A3J |  |  |  |  | 0.17 | 153249 |  |  | Vestas |  | 0
VESTA-PRT-1641 | SCREW ISO 4017 - M10 x 40 - A4-70 |  |  |  |  | 1.64 | 155428 |  |  | Vestas |  | 0
VESTA-PRT-1642 | SCREW ISO 4017 - M10 x 50 - 8.8U - tZn |  |  |  |  | 0.41 | 153108 |  |  | Vestas |  | 0
VESTA-PRT-1643 | SCREW ISO 4017 - M10 x 55 - 8.8 - A3J |  |  |  |  | 0.03 | 153402 |  |  | Vestas |  | 0
VESTA-PRT-1644 | SCREW ISO 4017 - M10 x 60 - 8.8 - A3J |  |  |  |  | 0.28 | 158323 |  |  | Vestas |  | 0
VESTA-PRT-1645 | SCREW ISO 4017 - M12 x 20 - A4-70 |  |  |  |  | 1.56 | 155437 |  |  | Vestas |  | 0
VESTA-PRT-1646 | SCREW ISO 4017 - M12 x 25 - 8.8U - tZn |  |  |  |  | 0.43 | 153189 |  |  | Vestas |  | 0
VESTA-PRT-1647 | SCREW ISO 4017 - M12 x 30 - 8.8 - A3J |  |  |  |  | 0.28 | 152498 |  |  | Vestas |  | 0
VESTA-PRT-1648 | SCREW ISO 4017 - M12 x 35 - 8.8U - TZN |  |  |  |  | 0.43 | 152471 |  |  | Vestas |  | 0
VESTA-PRT-1649 | SCREW ISO 4017 - M12 x 35 - A4-70 |  |  |  |  | 1.3 | 153300 |  |  | Vestas |  | 0
VESTA-PRT-1650 | SCREW ISO 4017 - M12 x 45 - 8.8U - tZn |  |  |  |  | 0.58 | 153193 |  |  | Vestas |  | 0
VESTA-PRT-1651 | SCREW ISO 4017 - M12 x 60 - 8.8U - tZn |  |  |  |  | 0.72 | 153314 |  |  | Vestas |  | 0
VESTA-PRT-1652 | SCREW ISO 4017 - M12 x 80 - 8.8U - tZn |  |  |  |  | 0.87 | 153318 |  |  | Vestas |  | 0
VESTA-PRT-1653 | SCREW ISO 4017 - M16 x 120 - A4-70 |  |  |  |  | 8.48 | 152426 |  |  | Vestas |  | 0
VESTA-PRT-1654 | SCREW ISO 4017 - M16 x 25 - 8.8U - tZn |  |  |  |  | 0.72 | 153557 |  |  | Vestas |  | 0
VESTA-PRT-1655 | SCREW ISO 4017 - M16 x 30 - 8.8U - TZN |  |  |  |  | 0.92 | 152064 |  |  | Vestas |  | 0
VESTA-PRT-1656 | SCREW ISO 4017 - M16 x 35 - 8.8U - tZn |  |  |  |  | 0.94 | 153559 |  |  | Vestas |  | 0
VESTA-PRT-1657 | SCREW ISO 4017 - M16 x 45 - 8.8U - tZn |  |  |  |  | 1.11 | 154237 |  |  | Vestas |  | 0
VESTA-PRT-1658 | SCREW ISO 4017 - M16 x 80 - 8.8U - tZn |  |  |  |  | 1.29 | 155143 |  |  | Vestas |  | 0
VESTA-PRT-1659 | SCREW ISO 4017 - M24 x 70 - 8.8U - tZn |  |  |  |  | 3.18 | 155349 |  |  | Vestas |  | 0
VESTA-PRT-1660 | SCREW ISO 4017 - M6 x 70 - 8.8 - A3J |  |  |  |  | 0.09 | 153138 |  |  | Vestas |  | 0
VESTA-PRT-1661 | SCREW ISO 4017 - M8 x 16 - 8.8U - tZn |  |  |  |  | 0.17 | 153133 |  |  | Vestas |  | 0
VESTA-PRT-1662 | SCREW ISO 4017 - M8 x 25 - 8.8U - tZn |  |  |  |  | 0.21 | 153184 |  |  | Vestas |  | 0
VESTA-PRT-1663 | SCREW ISO 4017 - M8 x 25 - A4-70 |  |  |  |  | 0.36 | 155374 |  |  | Vestas |  | 0
VESTA-PRT-1664 | Screw ISO 4017 - M8 x 40 - PA6,6 |  |  |  |  | 0.6 | 150686 |  |  | Vestas |  | 0
VESTA-PRT-1665 | SCREW ISO 4017 M 10 X 25 - A4-70 |  |  |  |  | 1.17 | 155427 |  |  | Vestas |  | 0
VESTA-PRT-1666 | SCREW ISO 4017 M 10 X 40 - 8.8 - GZN |  |  |  |  | 0.21 | 153169 |  |  | Vestas |  | 0
VESTA-PRT-1667 | SCREW ISO 4017 M 10 X 90 - 8.8 - GZN |  |  |  |  | 0.36 | 153180 |  |  | Vestas |  | 0
VESTA-PRT-1668 | SCREW ISO 4017 M 12 X 50 - 8.8U -TZN |  |  |  |  | 0.6 | 153198 |  |  | Vestas |  | 0
VESTA-PRT-1669 | SCREW ISO 4017 M 12 X 65 - A4-70 |  |  |  |  | 3.16 | 155456 |  |  | Vestas |  | 0
VESTA-PRT-1670 | SCREW ISO 4017 M 16 X 45 - A4-70 |  |  |  |  | 4.67 | 155454 |  |  | Vestas |  | 0
VESTA-PRT-1671 | SCREW ISO 4017 M 6 X 20 - 8.8 - GZN |  |  |  |  | 0.02 | 154172 |  |  | Vestas |  | 0
VESTA-PRT-1672 | SCREW ISO 4017 M 6 X 35 - A4-70 |  |  |  |  | 0.41 | 155402 |  |  | Vestas |  | 0
VESTA-PRT-1673 | SCREW ISO 4017 M10X16 8.8 GZN |  |  |  |  | 0.02 | 153284 |  |  | Vestas |  | 0
VESTA-PRT-1674 | SCREW ISO 4017 M20X50 10.9 flZnLnc 720h |  |  |  |  | 4.09 | 152430 |  |  | Vestas |  | 0
VESTA-PRT-1675 | SCREW ISO 4017 M6 x 12 A4-70 |  |  |  |  | 0.23 | 154886 |  |  | Vestas |  | 0
VESTA-PRT-1676 | SCREW ISO 4017 M6x20 8.8U TZN |  |  |  |  | 0.13 | 153302 |  |  | Vestas |  | 0
VESTA-PRT-1677 | SCREW ISO 4029 - M 8 x 12 - A2-70 |  |  |  |  | 0.17 | 153222 |  |  | Vestas |  | 0
VESTA-PRT-1678 | SCREW ISO 4029 - M12 x 25 - 45H |  |  |  |  | 0.28 | 151564 |  |  | Vestas |  | 0
VESTA-PRT-1679 | SCREW ISO 4762 - M 3 x 35 - A4-70 |  |  |  |  | 0.13 | 151009 |  |  | Vestas |  | 0
VESTA-PRT-1680 | SCREW ISO 4762 - M 4 x 12 - A4-70 |  |  |  |  | 0.13 | 150909 |  |  | Vestas |  | 0
VESTA-PRT-1681 | SCREW ISO 4762 - M 4 x 16 - A3J |  |  |  |  | 0.03 | 151240 |  |  | Vestas |  | 0
VESTA-PRT-1682 | SCREW ISO 4762 - M 4 x 16 - A4-70 |  |  |  |  | 0.17 | 150910 |  |  | Vestas |  | 0
VESTA-PRT-1683 | SCREW ISO 4762 - M 5 x 25 - A4-70 |  |  |  |  | 0.19 | 151027 |  |  | Vestas |  | 0
VESTA-PRT-1684 | SCREW ISO 4762 - M 6 x 12 - A3J |  |  |  |  | 0.06 | 151805 |  |  | Vestas |  | 0
VESTA-PRT-1685 | SCREW ISO 4762 - M 6 x 12 - A4-70 |  |  |  |  | 0.3 | 151466 |  |  | Vestas |  | 0
VESTA-PRT-1686 | SCREW ISO 4762 - M 6 x 16 - 8.8 - A3J |  |  |  |  | 0.06 | 151122 |  |  | Vestas |  | 0
VESTA-PRT-1687 | SCREW ISO 4762 - M 6 x 16 - A4-70 |  |  |  |  | 0.34 | 150925 |  |  | Vestas |  | 0
VESTA-PRT-1688 | SCREW ISO 4762 - M 6 x 20 - A3J |  |  |  |  | 0.02 | 151808 |  |  | Vestas |  | 0
VESTA-PRT-1689 | SCREW ISO 4762 - M 6 x 20 - A4-70 |  |  |  |  | 0.06 | 150933 |  |  | Vestas |  | 0
VESTA-PRT-1690 | SCREW ISO 4762 - M 6 x 25 - A4-70 |  |  |  |  | 0.41 | 151463 |  |  | Vestas |  | 0
VESTA-PRT-1691 | SCREW ISO 4762 - M 6 x 30 - A4-70 |  |  |  |  | 0.3 | 151464 |  |  | Vestas |  | 0
VESTA-PRT-1692 | SCREW ISO 4762 - M 6 x 35 - A4-70 |  |  |  |  | 0.6 | 151465 |  |  | Vestas |  | 0
VESTA-PRT-1693 | SCREW ISO 4762 - M 6 x 40 - A4-70 |  |  |  |  | 0.66 | 151467 |  |  | Vestas |  | 0
VESTA-PRT-1694 | SCREW ISO 4762 - M 6 x 45 - 12.9 -DELTA |  |  |  |  | 1.34 | 151046 |  |  | Vestas |  | 0
VESTA-PRT-1695 | SCREW ISO 4762 - M 6 x 45 - A4-70 |  |  |  |  | 0.72 | 151468 |  |  | Vestas |  | 0
VESTA-PRT-1696 | SCREW ISO 4762 - M 6 x 50 - A4-70 |  |  |  |  | 0.81 | 151471 |  |  | Vestas |  | 0
VESTA-PRT-1697 | SCREW ISO 4762 - M 6 x 60 - A4-70 |  |  |  |  | 1.11 | 151472 |  |  | Vestas |  | 0
VESTA-PRT-1698 | SCREW ISO 4762 - M 6 x 70 - A4-70 |  |  |  |  | 1.17 | 151047 |  |  | Vestas |  | 0
VESTA-PRT-1699 | SCREW ISO 4762 - M 6 x 90 - 10.9 |  |  |  |  | 0.35 | 151301 |  |  | Vestas |  | 0
VESTA-PRT-1700 | SCREW ISO 4762 - M 8 x 16 - A4-70 |  |  |  |  | 0.09 | 151443 |  |  | Vestas |  | 0
VESTA-PRT-1701 | SCREW ISO 4762 - M 8 x 20 - 8.8 - A3J |  |  |  |  | 0.13 | 151432 |  |  | Vestas |  | 0
VESTA-PRT-1702 | SCREW ISO 4762 - M 8 x 25 - 8.8 - A3J |  |  |  |  | 0.02 | 151311 |  |  | Vestas |  | 0
VESTA-PRT-1703 | SCREW ISO 4762 - M 8 x 40 - 8.8 - A3J |  |  |  |  | 0.21 | 151081 |  |  | Vestas |  | 0
VESTA-PRT-1704 | SCREW ISO 4762 6x10 |  |  |  |  | 0.06 |  |  |  | Vestas |  | 0
VESTA-PRT-1705 | SCREW ISO 4762 M 12 X 35 - 12.9 |  |  |  |  | 0.28 | 151473 |  |  | Vestas |  | 0
VESTA-PRT-1706 | SCREW ISO 4762 M 12 X 35 - A4-70 |  |  |  |  | 2.15 | 151491 |  |  | Vestas |  | 0
VESTA-PRT-1707 | SCREW ISO 4762 M 5 X 20 - A4-70 |  |  |  |  | 0.28 | 150912 |  |  | Vestas |  | 0
VESTA-PRT-1708 | SCREW ISO 4762 M 6 X 80 - A4-70 |  |  |  |  | 1.36 | 151054 |  |  | Vestas |  | 0
VESTA-PRT-1709 | Screw ISO 4762 M10 x 80 - A2 |  |  |  |  | 1.23 | 60061253 |  |  | Vestas |  | 0
VESTA-PRT-1710 | SCREW ISO 4762 M6 x 20 - A4-70 - DELTA |  |  |  |  | 2.86 | 151346 |  |  | Vestas |  | 0
VESTA-PRT-1711 | SCREW ISO 4762 M6x16mm |  |  |  |  | 0.06 |  |  |  | Vestas |  | 0
VESTA-PRT-1712 | SCREW ISO 7045 - M6 x 12 - 4.8 - Z - A3J |  |  |  |  | 0.06 | 154967 |  |  | Vestas |  | 0
VESTA-PRT-1713 | SCREW ISO 7045 - M6 x 16 - 4.8 - Z - A3J |  |  |  |  | 0.06 | 154968 |  |  | Vestas |  | 0
VESTA-PRT-1714 | SCREW ISO 7045 - M6 x 20 - 4.8 - Z - A3J |  |  |  |  | 0.09 | 154969 |  |  | Vestas |  | 0
VESTA-PRT-1715 | SCREW ISO 7045 M 4 X 10 - GZN |  |  |  |  | 0.02 | 154927 |  |  | Vestas |  | 0
VESTA-PRT-1716 | SCREW MACH. COH M8X 30 A4-70 |  |  |  |  | 0.76 | 151690 |  |  | Vestas |  | 0
VESTA-PRT-1717 | SCREW SET M6X25 |  |  |  |  | 0.53 | 117149 |  |  | Vestas |  | 0
VESTA-PRT-1718 | SCREW SOCKET 1/4-in. - 1/8-in. |  |  |  |  | 3.94 | 132439 |  |  | Vestas |  | 0
VESTA-PRT-1719 | SCREW SOCKET DIN |  |  |  |  | 11.81 | 114370 |  |  | Vestas |  | 0
VESTA-PRT-1720 | SCREW TAPTI PH - M4 x 10 - T20 - A3J |  |  |  |  | 0.02 | 152601 |  |  | Vestas |  | 0
VESTA-PRT-1721 | SCREW TAPTITE PH - M3 x 10 - T10 - A3J |  |  |  |  | 0.02 | 152611 |  |  | Vestas |  | 0
VESTA-PRT-1722 | SCREW TAPTITE PH - M4 x 8 - T20 - A3J |  |  |  |  | 0.06 | 152607 |  |  | Vestas |  | 0
VESTA-PRT-1723 | SCREW TAPTITE PH - M5 x 16 - T25 - A3J |  |  |  |  | 0.02 | 152604 |  |  | Vestas |  | 0
VESTA-PRT-1724 | SCREW TAPTITE PH - M5 x 20 - T25 - A3J |  |  |  |  | 0.09 | 152605 |  |  | Vestas |  | 0
VESTA-PRT-1725 | SCREW TAPTITE PH - M6 x 10 - T30 - A3J |  |  |  |  | 0.13 | 152603 |  |  | Vestas |  | 0
VESTA-PRT-1726 | SCREW TAPTITE PH - M6 x 12 - T30 - A3J |  |  |  |  | 0.09 | 152609 |  |  | Vestas |  | 0
VESTA-PRT-1727 | SCREW TAPTITE PH - M6 x 25 - T30 - A3J |  |  |  |  | 0.02 | 152613 |  |  | Vestas |  | 0
VESTA-PRT-1728 | SCREW TAPTITE PH - M6 x 30 - T30 - A3J |  |  |  |  | 0.28 | 152612 |  |  | Vestas |  | 0
VESTA-PRT-1729 | SCREW, DRIVE, NR4X3/16 TYPE U |  |  |  |  | 0.03 | 159395 |  |  | Vestas |  | 0
VESTA-PRT-1730 | SCREW, RIGGING, 12, YOKE/YOKE |  |  |  |  | 25.86 | 107608 |  |  | Vestas |  | 0
VESTA-PRT-1731 | SCREW, RIGGING, &#216;16, YOKE/YOKE |  |  |  |  | 40.6 | 107709 |  |  | Vestas |  | 0
VESTA-PRT-1732 | SCREW,HEX COUNTER,M10x30 A4-70 |  |  |  |  | 0.95 | 150949 |  |  | Vestas |  | 0
VESTA-PRT-1733 | SCREW,HEX SOCKETHEAD,M5x10 A4-70 |  |  |  |  | 0.19 | 151021 |  |  | Vestas |  | 0
VESTA-PRT-1734 | SCREW,HEXAGONAL SOCKET HEAD,M3x10 A4-70 |  |  |  |  | 0.06 | 150904 |  |  | Vestas |  | 0
VESTA-PRT-1735 | SCREW,HEXAGONAL SOCKET HEAD,M3x8 A4-70 |  |  |  |  | 0.03 | 150903 |  |  | Vestas |  | 0
VESTA-PRT-1736 | SCREWING-ON &#216;10 1/2-in. |  |  |  |  | 5.23 | 131363 |  |  | Vestas |  | 0
VESTA-PRT-1737 | SCREWING-ON &#216;22 3/4-in. ORS22LR |  |  |  |  | 15.1 | 131218 |  |  | Vestas |  | 0
VESTA-PRT-1738 | SCREWING-ON &#216;22-3/4WD PG22LRX |  |  |  |  | 5.45 | 131415 |  |  | Vestas |  | 0
VESTA-PRT-1739 | SEAL CORK |  |  |  |  | 22.91 | 102745 |  |  | Vestas |  | 0
VESTA-PRT-1740 | SEAL FOR LEVEL SWITCH |  |  |  |  | 24.45 | 109729 |  |  | Vestas |  | 0
VESTA-PRT-1741 | SEAL FOR TANK COVER INSPECTION |  |  |  |  | 23.23 | 109728 |  |  | Vestas |  | 0
VESTA-PRT-1742 | SEAL FOR TANK COVER PUMP |  |  |  |  | 28.33 | 109727 |  |  | Vestas |  | 0
VESTA-PRT-1743 | SEAL SEEGERRING &#216; 13 X 1 |  |  |  |  | 0.06 | 156146 |  |  | Vestas |  | 0
VESTA-PRT-1744 | SEAL SEEGERRING-1 &#216;100X3MM |  |  |  |  | 2.09 | 156148 |  |  | Vestas |  | 0
VESTA-PRT-1745 | SEAL SEEGERRING-2 &#216;150X4MM |  |  |  |  | 4.26 | 156098 |  |  | Vestas |  | 0
VESTA-PRT-1746 | SEALING 521UV NCS S 2502-B 300 |  |  |  |  | 10.72 | 149751 |  |  | Vestas |  | 0
VESTA-PRT-1747 | SEALING ADHESIVE RAL 9010 |  |  |  |  | 12.28 | 149752 |  |  | Vestas |  | 0
VESTA-PRT-1748 | SEALING BAND 17-229 |  |  |  |  | 8.27 | 137029 |  |  | Vestas |  | 0
VESTA-PRT-1749 | SEALING RING FOR OFFLINE PUMP |  |  |  |  | 10.59 | 105174 |  |  | Vestas |  | 0
VESTA-PRT-1750 | SEALING STRIP 4X8MM |  |  |  |  | 1.17 | 107909 |  |  | Vestas |  | 0
VESTA-PRT-1751 | SELF CUT SCREW &#216;4X12 A4 |  |  |  |  | 0.23 | 158521 |  |  | Vestas |  | 0
VESTA-PRT-1752 | SELF LOCKING DOMID CAP NUT M6 |  |  |  |  | 0.79 | 157561 |  |  | Vestas |  | 0
VESTA-PRT-1753 | SELF PITCH WASHER -8 |  |  |  |  | 3750.38 | 761064 |  |  | Vestas |  | 0
VESTA-PRT-1754 | SELF PITCH WASHERS -4 |  |  |  |  | 3627.95 | 761062 |  |  | Vestas |  | 0
VESTA-PRT-1755 | SELF PITCH WASHERS -6 |  |  |  |  | 3750.38 | 761063 |  |  | Vestas |  | 0
VESTA-PRT-1756 | SENOR POCKET 50 MM |  |  |  |  | 73.17 | 114717 |  |  | Vestas |  | 0
VESTA-PRT-1757 | SENSOR BALLUFF BCS 018-PS-1-C-S4 NO |  |  |  |  | 122.37 | 193885 |  |  | Vestas |  | 0
VESTA-PRT-1758 | SENSOR BALLUFF BCS 018-PS-1-C-S4 NO |  |  |  |  | 122.37 | 193886 |  |  | Vestas |  | 0
VESTA-PRT-1759 | SENSOR BALLUFF BTL5-H112-M0800-B |  |  |  |  | 1407.31 | 193892 |  |  | Vestas |  | 0
VESTA-PRT-1760 | SENSOR MBS3050-3011 |  |  |  |  | 652.73 |  |  |  | Vestas |  | 0
VESTA-PRT-1761 | SENSOR PRESS TRANSMITTER G1/4-in. 400BAR |  |  |  |  | 408.19 | 109276 |  |  | Vestas |  | 0
VESTA-PRT-1762 | SHACKLE 3/8-in. KL.1 |  |  |  |  | 2.47 | 107611 |  |  | Vestas |  | 0
VESTA-PRT-1763 | SHACKLE TYPE D, 2,5T |  |  |  |  | 1.15 | 107720 |  |  | Vestas |  | 0
VESTA-PRT-1764 | SHELL FOR FAN, VCS |  |  |  |  | 67.38 | 788828 |  |  | Vestas |  | 0
VESTA-PRT-1765 | SHIELD CONNECTION CLAMP SK 14 |  |  |  |  | 4.56 |  |  |  | Vestas |  | 0
VESTA-PRT-1766 | SHIELD CONNECTION CLAMP SK 8 |  |  |  |  | 31.81 |  |  |  | Vestas |  | 0
VESTA-PRT-1767 | SHIELD F. ROT. TRANSFER 3MW |  |  |  |  | 556.08 | 788479 |  |  | Vestas |  | 0
VESTA-PRT-1768 | SHIELDING |  |  |  |  | 181.02 |  |  |  | Vestas |  | 0
VESTA-PRT-1769 | SHIELDING |  |  |  |  | 87.48 |  |  |  | Vestas |  | 0
VESTA-PRT-1770 | SHIELDING FOR WING LOCK |  |  |  |  | 40.94 | 781077 |  |  | Vestas |  | 0
VESTA-PRT-1771 | SHIM &#216; 55X&#216; 68X0.10 |  |  |  |  | 0.85 | 115506 |  |  | Vestas |  | 0
VESTA-PRT-1772 | SHINE, BETWEEN L-BAR, HINGE |  |  |  |  | 43.24 | 787585 |  |  | Vestas |  | 0
VESTA-PRT-1773 | S-HOOK 5MM GALV |  |  |  |  | 0.63 | 107539 |  |  | Vestas |  | 0
VESTA-PRT-1774 | SHRINK FLEX 16MM BLACK L=40MM |  |  |  |  | 0.09 |  |  |  | Vestas |  | 0
VESTA-PRT-1775 | SHRINK FLEX FX 19MM G/G L=40MM |  |  |  |  | 0.32 |  |  |  | Vestas |  | 0
VESTA-PRT-1776 | SHRINK HEAT 2:1 38.1MM BLACK L=80MM |  |  |  |  | 0.85 |  |  |  | Vestas |  | 0
VESTA-PRT-1777 | SHRINK HEAT 2:1 PO16X0.7 BLACK |  |  |  |  | 2.75 |  |  |  | Vestas |  | 0
VESTA-PRT-1778 | SHRINK HEAT 2:1 PO20X0.7 BLACK |  |  |  |  | 2.88 |  |  |  | Vestas |  | 0
VESTA-PRT-1779 | SHRINK HEAT 2:1 PO6.4X0.45 |  |  |  |  | 0.85 |  |  |  | Vestas |  | 0
VESTA-PRT-1780 | SHRINK HEAT 2:1 PO6X0.4 BLACK |  |  |  |  | 1.24 |  |  |  | Vestas |  | 0
VESTA-PRT-1781 | SHRINK HEAT 2:1 PO9.5X0.6 BLACK |  |  |  |  | 1.58 |  |  |  | Vestas |  | 0
VESTA-PRT-1782 | SHRINK HEAT 2:1 ZH 9.5-19.1 YELLOW |  |  |  |  | 19.51 |  |  |  | Vestas |  | 0
VESTA-PRT-1783 | SHRINK HEAT 3:1 ZH 4.6-12.7 YELLOW |  |  |  |  | 13.99 |  |  |  | Vestas |  | 0
VESTA-PRT-1784 | SHRINK PRINT YE &#216;19.1-38.1 ZH |  |  |  |  | 28.68 |  |  |  | Vestas |  | 0
VESTA-PRT-1785 | SHRINK PRINT YE &#216;4.7-9.5 ZH |  |  |  |  | 14.48 |  |  |  | Vestas |  | 0
VESTA-PRT-1786 | SHRINKFLEX 12,7/25MM YELLOW |  |  |  |  | 0.66 |  |  |  | Vestas |  | 0
VESTA-PRT-1787 | SHRINKFLEX 9,0/25MM YELLOW |  |  |  |  | 0.6 |  |  |  | Vestas |  | 0
VESTA-PRT-1788 | SIDE COVER ASS. F CON H V90 |  |  |  |  | 663.77 | 753472 |  |  | Vestas |  | 0
VESTA-PRT-1789 | SIGHT GLASS LVA3-T-V |  |  |  |  | 78.87 | 109012 |  |  | Vestas |  | 0
VESTA-PRT-1790 | SIGN FOR TRIP CONTACT 1,5MW |  |  |  |  | 3.37 | 117316 |  |  | Vestas |  | 0
VESTA-PRT-1791 | SIGN K500-K502 BUSHBAR VCS-MW |  |  |  |  | 1.92 | 118023 |  |  | Vestas |  | 0
VESTA-PRT-1792 | SIGN WEAR SAFETY HARNESS |  |  |  |  | 3.16 | 208006 |  |  | Vestas |  | 0
VESTA-PRT-1793 | SIKAFLEX - SEMI SL. |  |  |  |  | 35.29 | 149800 |  |  | Vestas |  | 0
VESTA-PRT-1794 | SITE PARTS FOR BLADE ASS.DELTA |  |  |  |  | 3178.64 | 781191 |  |  | Vestas |  | 0
VESTA-PRT-1795 | SK.RING VINKEL JUST. &#248;28 |  |  |  |  | 35.01 | 132147 |  |  | Vestas |  | 0
VESTA-PRT-1796 | SKIIP3 1803GB123 TRENCH V2 INCL HEATSINK |  |  |  |  | 2936.1 | 785724 |  |  | Vestas |  | 0
VESTA-PRT-1797 | SLIDE PLATE FOR PAWL |  |  |  |  | 9.64 | 781075 |  |  | Vestas |  | 0
VESTA-PRT-1798 | SLIDER FOR LIGHTNING CONDUCTOR |  |  |  |  | 23.92 | 761554 |  |  | Vestas |  | 0
VESTA-PRT-1799 | SMOKE DETECTOR ION S60 W/O FOOT |  |  |  |  | 90.68 |  |  |  | Vestas |  | 0
VESTA-PRT-1800 | SNAP HOOK 80x8 GALVANIZED |  |  |  |  | 0.87 | 107760 |  |  | Vestas |  | 0
VESTA-PRT-1801 | SOCKET INS TENSION CLAMP 6P FEMALE 16A |  |  |  |  | 8.72 | 190823 |  |  | Vestas |  | 0
VESTA-PRT-1802 | SOCKET WALL CEE 16A 2P+PE 230V BLUE |  |  |  |  | 13.77 |  |  |  | Vestas |  | 0
VESTA-PRT-1803 | SOCKET WALL CEE 16A 4P+PE 400V |  |  |  |  | 15.65 |  |  |  | Vestas |  | 0
VESTA-PRT-1804 | SPECIAL NUT FOR HEAT EXCH |  |  |  |  | 11.63 | 789071 |  |  | Vestas |  | 0
VESTA-PRT-1805 | SPECIAL NUT, S2000 |  |  |  |  | 1.62 |  |  |  | Vestas |  | 0
VESTA-PRT-1806 | SPIRAL FLEX &#216;19/22 137-2514 |  |  |  |  | 5.74 | 146066 |  |  | Vestas |  | 0
VESTA-PRT-1807 | SPIRAL HOSE SPS 20 |  |  |  |  | 7.06 | 146065 |  |  | Vestas |  | 0
VESTA-PRT-1808 | SPIRAL HOSE SPS10 |  |  |  |  | 1.15 | 146062 |  |  | Vestas |  | 0
VESTA-PRT-1809 | SPIRAL HOSE SPS15 |  |  |  |  | 5.57 | 146064 |  |  | Vestas |  | 0
VESTA-PRT-1810 | SPIRAL HOSE SPS30 |  |  |  |  | 11.13 | 146063 |  |  | Vestas |  | 0
VESTA-PRT-1811 | SPLIT PIN &#216; 2.5 X 32 A4-70 |  |  |  |  | 0.13 | 159936 |  |  | Vestas |  | 0
VESTA-PRT-1812 | SPLIT PIN &#216;5x50 A4-70 |  |  |  |  | 0.64 | 159682 |  |  | Vestas |  | 0
VESTA-PRT-1813 | SPR.COTTERS &#216; 2 STAINLESS |  |  |  |  | 0.32 | 159649 |  |  | Vestas |  | 0
VESTA-PRT-1814 | SPRING PIN SLOT &#216;10X40 A2 |  |  |  |  | 4.2 | 159373 |  |  | Vestas |  | 0
VESTA-PRT-1815 | SPRING WASHER A DIN 128 - 10 - A4 |  |  |  |  | 0.34 | 156195 |  |  | Vestas |  | 0
VESTA-PRT-1816 | SPRING WASHER A DIN 128 - 3 - A3J |  |  |  |  | 0.02 | 156211 |  |  | Vestas |  | 0
VESTA-PRT-1817 | SPRING WASHER A DIN 128 - 4 - A4 |  |  |  |  | 0.06 | 156191 |  |  | Vestas |  | 0
VESTA-PRT-1818 | SPRING WASHER A DIN 128 - 6 - A4 |  |  |  |  | 0.09 | 156198 |  |  | Vestas |  | 0
VESTA-PRT-1819 | SPRING WASHER A DIN 128 - 8 - A4 |  |  |  |  | 0.23 | 156194 |  |  | Vestas |  | 0
VESTA-PRT-1820 | SPRING WASHER NORDLOCK 5MM |  |  |  |  | 2.21 | 204231 |  |  | Vestas |  | 0
VESTA-PRT-1821 | SPRING WASHER NORDLOCK 8MM |  |  |  |  | 1.04 | 204233 |  |  | Vestas |  | 0
VESTA-PRT-1822 | SPRING WASHER &#216;16 A2 |  |  |  |  | 2.21 | 202431 |  |  | Vestas |  | 0
VESTA-PRT-1823 | SPRING, PRESSURE &#216;10x1,6 85-38 |  |  |  |  | 6.2 | 166369 |  |  | Vestas |  | 0
VESTA-PRT-1824 | SQUARE GALV. 2 M/N |  |  |  |  | 10.27 | 109331 |  |  | Vestas |  | 0
VESTA-PRT-1825 | ST.BOLT CONNECT. M30X475 DELTA |  |  |  |  | 34.78 | 781338 |  |  | Vestas |  | 0
VESTA-PRT-1826 | STABILIZER LEG 34x34x500 |  |  |  |  | 208.87 | 776510 |  |  | Vestas |  | 0
VESTA-PRT-1827 | STAINLESS STEEL FLEX HOSE |  |  |  |  | 1563.41 | 783034 |  |  | Vestas |  | 0
VESTA-PRT-1828 | STAINLESS WIRE W. THIMBLE L= 2320 |  |  |  |  | 86.35 | 107735 |  |  | Vestas |  | 0
VESTA-PRT-1829 | STAIR TREAD 260x1000x70x3 |  |  |  |  | 144.9 | 78600814 |  |  | Vestas |  | 0
VESTA-PRT-1830 | STANDS OFF M3 x 20 - BRASS |  |  |  |  | 0.53 | 155744 |  |  | Vestas |  | 0
VESTA-PRT-1831 | STAY BOLT FOR VALVE BLOCK |  |  |  |  | 0.5 | 153834 |  |  | Vestas |  | 0
VESTA-PRT-1832 | STEEL SHACKLE 1/4-in.CROSBY G-209 |  |  |  |  | 8.93 | 107684 |  |  | Vestas |  | 0
VESTA-PRT-1834 | STEP |  |  |  |  | 68.19 | 783729 |  |  | Vestas |  | 0
VESTA-PRT-1835 | STEP |  |  |  |  | 92.22 | 787243 |  |  | Vestas |  | 0
VESTA-PRT-1836 | STICKER BLADE NO 0.5MM ALU. |  |  |  |  | 0.54 | 144325 |  |  | Vestas |  | 0
VESTA-PRT-1837 | STIFF F HEAT EXCHANGER SEL |  |  |  |  | 108.5 | 784156 |  |  | Vestas |  | 0
VESTA-PRT-1838 | STIFF FOR HEAT EXCH TOP WEL |  |  |  |  | 151.08 | 784154 |  |  | Vestas |  | 0
VESTA-PRT-1839 | STIFFENER FOR TRAFO WALL TOP |  |  |  |  | 366.33 | 787068 |  |  | Vestas |  | 0
VESTA-PRT-1840 | STOP PLATE FOR RADIAL PLATE |  |  |  |  | 25.95 | 784085 |  |  | Vestas |  | 0
VESTA-PRT-1841 | STRAP F. C-BAND AT LADDER |  |  |  |  | 8.79 | 736294 |  |  | Vestas |  | 0
VESTA-PRT-1842 | Strikesorb-40-240V |  |  |  |  | 496.97 | 188613 |  |  | Vestas |  | 0
VESTA-PRT-1843 | STRIKESORB-80-600V |  |  |  |  | 496.97 | 188612 |  |  | Vestas |  | 0
VESTA-PRT-1844 | STRING-12 STEPS LEFT |  |  |  |  | 1951.68 | 78640130 |  |  | Vestas |  | 0
VESTA-PRT-1845 | STRING-12 STEPS RIGHT |  |  |  |  | 1951.68 | 78640131 |  |  | Vestas |  | 0
VESTA-PRT-1846 | STUD BOLT M30 X 420 - 10,9 TZN |  |  |  |  | 26.82 | 153801 |  |  | Vestas |  | 0
VESTA-PRT-1847 | STUD BOLT M30 X 500 - 10,9 TZN |  |  |  |  | 34.95 | 153802 |  |  | Vestas |  | 0
VESTA-PRT-1848 | STUD BOLT M30X 375 W NUT DT-DS |  |  |  |  | 26.72 | 781358 |  |  | Vestas |  | 0
VESTA-PRT-1849 | STUD BOLT M30X565 - 10.9 DELTA |  |  |  |  | 30.09 | 153824 |  |  | Vestas |  | 0
VESTA-PRT-1850 | STUD BOLT M36X300 - 10.9 DELTA |  |  |  |  | 30.32 | 153832 |  |  | Vestas |  | 0
VESTA-PRT-1851 | STUD BOLT M8X 30, A4-70 |  |  |  |  | 0.88 | 153767 |  |  | Vestas |  | 0
VESTA-PRT-1852 | STUD BOLT M8X 40, A4-70 |  |  |  |  | 1.23 | 153768 |  |  | Vestas |  | 0
VESTA-PRT-1853 | STUD CONNECTOR &#216;22-3/4-in. |  |  |  |  | 5.58 | 132132 |  |  | Vestas |  | 0
VESTA-PRT-1854 | STUD M 30 X 455 - 10.9 - DELTA |  |  |  |  | 31.51 | 153823 |  |  | Vestas |  | 0
VESTA-PRT-1855 | SUCK HOSE FOR OFFLINE FILTER |  |  |  |  | 81.46 | 781772 |  |  | Vestas |  | 0
VESTA-PRT-1856 | SUCK HOSE OFFLINE 715MM 3/4-in. |  |  |  |  | 76.27 | 781760 |  |  | Vestas |  | 0
VESTA-PRT-1857 | SUCTION BLOCK SAE 1-in. 3000 PSI |  |  |  |  | 834.17 | 131384 |  |  | Vestas |  | 0
VESTA-PRT-1858 | SUCTION PIPE ASSY &#216;28 X 2,5mm |  |  |  |  | 102.61 | 704631 |  |  | Vestas |  | 0
VESTA-PRT-1859 | SUP.RING F SPHERICAL BEAR.HOUS |  |  |  |  | 26.72 | 781859 |  |  | Vestas |  | 0
VESTA-PRT-1860 | SUPPORT BRACE PLATFORM L=1247 |  |  |  |  | 100.58 | 786354 |  |  | Vestas |  | 0
VESTA-PRT-1861 | SUPPORT BRACE PLATFORM L=1292 |  |  |  |  | 89.37 | 786351 |  |  | Vestas |  | 0
VESTA-PRT-1862 | SUPPORT BRACE PLATFORM L=1350 |  |  |  |  | 110.02 | 786229 |  |  | Vestas |  | 0
VESTA-PRT-1863 | SUPPORT BRACKET FOR CHAIN CASE |  |  |  |  | 44.63 | 788628 |  |  | Vestas |  | 0
VESTA-PRT-1864 | SUPPORT FOR ANEMOMETER AND OBSTR. LIGHT |  |  |  |  | 612.39 | 808905 |  |  | Vestas |  | 0
VESTA-PRT-1865 | SUPPORT FOR ID-IRON |  |  |  |  | 1.83 |  |  |  | Vestas |  | 0
VESTA-PRT-1866 | SUPPORT FOR LCTU |  |  |  |  | 6.52 | 761566 |  |  | Vestas |  | 0
VESTA-PRT-1867 | SUPPORT HUB LEFT |  |  |  |  | 158.58 | 781107 |  |  | Vestas |  | 0
VESTA-PRT-1868 | SUPPORT HUB RIGHT |  |  |  |  | 158.58 | 781106 |  |  | Vestas |  | 0
VESTA-PRT-1869 | SUPPORT LEG FOR STRING |  |  |  |  | 182.09 | 78640129 |  |  | Vestas |  | 0
VESTA-PRT-1870 | SUPPORT SEGMENT DCD2040 |  |  |  |  | 2403.16 | 781816 |  |  | Vestas |  | 0
VESTA-PRT-1871 | SUSP. F. SAFETY EQUIP.ASM |  |  |  |  | 447.38 | 78609057 |  |  | Vestas |  | 0
VESTA-PRT-1872 | SUSP. F.SAFETY EQUIP.WELDED. |  |  |  |  | 352.67 | 78609056 |  |  | Vestas |  | 0
VESTA-PRT-1873 | SUSPEN.OF SAFETY EQUIP.L=400 W |  |  |  |  | 69.27 | 735440 |  |  | Vestas |  | 0
VESTA-PRT-1874 | SWI SWDIS 25A 3P VVE0 UL |  |  |  |  | 48.23 | 184814 |  |  | Vestas |  | 0
VESTA-PRT-1875 | SWING GATE WALL MOUNT. ASS. |  |  |  |  | 365.37 | 786606 |  |  | Vestas |  | 0
VESTA-PRT-1876 | Switchgear - Model 101 w (1) 600 amp |  |  |  |  | 25523.07 |  |  |  | Vestas |  | 0
VESTA-PRT-1877 | SWIVEL EYE BOLT WLL: 1,5T |  |  |  |  | 181.43 | 107578 |  |  | Vestas |  | 0
VESTA-PRT-1878 | TAP OFF 3P 200MM AK5-PC13 |  |  |  |  | 10.49 | 184811 |  |  | Vestas |  | 0
VESTA-PRT-1879 | TAP OFF 3P 250MM AK5-PC33 32A |  |  |  |  | 17.36 | 184816 |  |  | Vestas |  | 0
VESTA-PRT-1880 | TAPPET ROLLER KRV 35 PPA (CAM FOLLOWER) |  |  |  |  | 61.29 | 107351 |  |  | Vestas |  | 0
VESTA-PRT-1881 | TAPTITE PH M5X25 T-25 |  |  |  |  | 0.09 | 152606 |  |  | Vestas |  | 0
VESTA-PRT-1882 | T-BEAM SUP SERVICE PLATFORM |  |  |  |  | 753.46 | 786113 |  |  | Vestas |  | 0
VESTA-PRT-1883 | TECNODIN M12 X 50 |  |  |  |  | 36.35 | 114088 |  |  | Vestas |  | 0
VESTA-PRT-1884 | TECTYL SPRAY CHESTERTON H/D |  |  |  |  | 24.5 | 149053 |  |  | Vestas |  | 0
VESTA-PRT-1885 | TEE FITTING 2-in.X2-in.X2-in. |  |  |  |  | 12.01 | 109323 |  |  | Vestas |  | 0
VESTA-PRT-1886 | TEE GALVANIZED 2-in. X 1-in. X 2-in. |  |  |  |  | 14.72 | 109322 |  |  | Vestas |  | 0
VESTA-PRT-1887 | TEFLON FOR PIPE PROTECTION |  |  |  |  | 11.79 | 131361 |  |  | Vestas |  | 0
VESTA-PRT-1888 | TENSION SPRING |  |  |  |  | 9.23 | 753831 |  |  | Vestas |  | 0
VESTA-PRT-1889 | TERM 3MW +A2-X14 |  |  |  |  | 182.49 | 191288 |  |  | Vestas |  | 0
VESTA-PRT-1890 | TERMIN.PIPE UNISO 0,34MM2L=7MM |  |  |  |  | 0.03 | 135775 |  |  | Vestas |  | 0
VESTA-PRT-1891 | TERMINAL 6 POL QC1 6 ST 5,08 |  |  |  |  | 3.34 | 106211 |  |  | Vestas |  | 0
VESTA-PRT-1892 | TERMINAL 9POL QC1 9 ST-5,08 |  |  |  |  | 6.11 | 106212 |  |  | Vestas |  | 0
VESTA-PRT-1893 | TERMINAL DOUBLE SCREW CLAMP WK4/D2/2U PE |  |  |  |  | 4.63 |  |  |  | Vestas |  | 0
VESTA-PRT-1894 | TERMINAL END 0.5mm2 L=8mm OR |  |  |  |  | 0.06 |  |  |  | Vestas |  | 0
VESTA-PRT-1895 | TERMINAL END 0.75mm2 L=8mm WH |  |  |  |  | 0.06 |  |  |  | Vestas |  | 0
VESTA-PRT-1896 | TERMINAL END 1.0mm2 L=8mm YE |  |  |  |  | 0.06 |  |  |  | Vestas |  | 0
VESTA-PRT-1897 | TERMINAL END 1.5MM2 L=10MM |  |  |  |  | 0.03 | 135760 |  |  | Vestas |  | 0
VESTA-PRT-1898 | TERMINAL END 1.5MM2 L=8MM RD |  |  |  |  | 0.06 | 114696 |  |  | Vestas |  | 0
VESTA-PRT-1899 | TERMINAL END 2.5mm2 L=8mm BU |  |  |  |  | 0.06 |  |  |  | Vestas |  | 0
VESTA-PRT-1900 | TERMINAL END 4MM2 L=10 GY CSA/UL |  |  |  |  | 0.06 | 135768 |  |  | Vestas |  | 0
VESTA-PRT-1901 | TERMINAL END TWIN 2X0.75MM2 L=8 GY |  |  |  |  | 0.13 | 114698 |  |  | Vestas |  | 0
VESTA-PRT-1902 | TERMINAL END TWIN 2X1.5MM2 L=8 BK |  |  |  |  | 0.13 | 114697 |  |  | Vestas |  | 0
VESTA-PRT-1903 | TERMINAL KR 1,5MM2 M4 |  |  |  |  | 0.19 |  |  |  | Vestas |  | 0
VESTA-PRT-1904 | TERMINAL KRF 70MM2 M10 |  |  |  |  | 4.67 |  |  |  | Vestas |  | 0
VESTA-PRT-1905 | TERMINAL KRT 10MM2 M6 |  |  |  |  | 0.7 |  |  |  | Vestas |  | 0
VESTA-PRT-1906 | TERMINAL KRT 50MM2 M10 |  |  |  |  | 2.86 |  |  |  | Vestas |  | 0
VESTA-PRT-1907 | TERMINAL KRT 50MM2 M12 |  |  |  |  | 3.18 |  |  |  | Vestas |  | 0
VESTA-PRT-1908 | TERMINAL KRT 50MM2 M8 |  |  |  |  | 2.96 |  |  |  | Vestas |  | 0
VESTA-PRT-1909 | TERMINAL PIPE 0,34N |  |  |  |  | 0.03 | 135771 |  |  | Vestas |  | 0
VESTA-PRT-1910 | TERMINAL PIPE 0,50MM2 |  |  |  |  | 0.06 | 135758 |  |  | Vestas |  | 0
VESTA-PRT-1911 | TERMINAL PIPE UNISO.6MM2 L=9MM |  |  |  |  | 0.06 | 114745 |  |  | Vestas |  | 0
VESTA-PRT-1912 | TERMINAL PIPE UNISOLATED 10MM2 |  |  |  |  | 0.06 | 114751 |  |  | Vestas |  | 0
VESTA-PRT-1913 | TERMINAL RING 0.5-1.5MM2 M4 RD |  |  |  |  | 0.21 | 114782 |  |  | Vestas |  | 0
VESTA-PRT-1914 | TERMINAL RING 0.5-1.5MM2 M5 RD |  |  |  |  | 0.21 | 114784 |  |  | Vestas |  | 0
VESTA-PRT-1915 | TERMINAL RING 0.5-1.5MM2 M6 RD |  |  |  |  | 0.36 | 114785 |  |  | Vestas |  | 0
VESTA-PRT-1916 | TERMINAL RING 1.5-2.5MM2 M4 RD |  |  |  |  | 0.19 | 114805 |  |  | Vestas |  | 0
VESTA-PRT-1917 | TERMINAL RING 1.5-2.5MM2 M6 RD |  |  |  |  | 0.28 | 114849 |  |  | Vestas |  | 0
VESTA-PRT-1918 | TERMINAL RING 4-6MM2 M6 YE |  |  |  |  | 0.36 | 114804 |  |  | Vestas |  | 0
VESTA-PRT-1919 | TERMINAL RING 4-6mm2 M8 YE |  |  |  |  | 0.38 |  |  |  | Vestas |  | 0
VESTA-PRT-1920 | TERMINAL SCREW CLAMP WAK25/3 PE |  |  |  |  | 1.36 |  |  |  | Vestas |  | 0
VESTA-PRT-1921 | TERMINAL SCREW CLAMP WAK4/3 PE |  |  |  |  | 0.51 |  |  |  | Vestas |  | 0
VESTA-PRT-1922 | TESTNIPPLE, 1/8-in. |  |  |  |  | 28.8 | 105146 |  |  | Vestas |  | 0
VESTA-PRT-1923 | TEXACO RANDO HDZ LT32 HYD.OIL |  |  |  |  | 11.19 | 149115 |  |  | Vestas |  | 0
VESTA-PRT-1924 | TEXACO RANDO WM32 208L DRUM |  |  |  |  | 11.11 | 149216 |  |  | Vestas |  | 0
VESTA-PRT-1925 | THERMOSTAT KTO 01146.9-00 |  |  |  |  | 24.16 | 114445 |  |  | Vestas |  | 0
VESTA-PRT-1926 | THERMOSTAT KTS 01147.9-00 |  |  |  |  | 24.14 | 114447 |  |  | Vestas |  | 0
VESTA-PRT-1927 | THERMOSTAT RTRE.6704 -20/+35 |  |  |  |  | 35.46 | 114219 |  |  | Vestas |  | 0
VESTA-PRT-1928 | THREAD BUSH FOR VK420 |  |  |  |  | 19.98 | 764471 |  |  | Vestas |  | 0
VESTA-PRT-1929 | THREADED ROD, CHOPPER, WELDED |  |  |  |  | 93.15 | 783038 |  |  | Vestas |  | 0
VESTA-PRT-1930 | THROTTLE PLATE |  |  |  |  | 399.81 | 787589 |  |  | Vestas |  | 0
VESTA-PRT-1931 | THYR MODULE TZ800N1600 1400V 800A |  |  |  |  | 649.59 |  |  |  | Vestas |  | 0
VESTA-PRT-1932 | TIGHTEN BRACKET F. ROOF GRATIN |  |  |  |  | 76.42 | 787468 |  |  | Vestas |  | 0
VESTA-PRT-1933 | TIGHTENING TAPE 125C VAC. PROC |  |  |  |  | 11.39 | 108401 |  |  | Vestas |  | 0
VESTA-PRT-1934 | TOOTHED RING A38, 92SHORE WEISS IEC160 |  |  |  |  | 15.13 | 116960 |  |  | Vestas |  | 0
VESTA-PRT-1935 | TOP PLATE CF1T F. DOUB.HOLDER |  |  |  |  | 0.51 | 108983 |  |  | Vestas |  | 0
VESTA-PRT-1936 | TOP PLATE F PIPE HOLDER PS3/71 |  |  |  |  | 1.89 | 108940 |  |  | Vestas |  | 0
VESTA-PRT-1937 | TOP PLATE F PIPE HOLDER PS4/71 |  |  |  |  | 2.21 | 108941 |  |  | Vestas |  | 0
VESTA-PRT-1938 | TOP PLATE F PIPE HOLDER PS5/71 |  |  |  |  | 2.55 | 108942 |  |  | Vestas |  | 0
VESTA-PRT-1939 | TOP PLATE FOR TRAFO WALL |  |  |  |  | 521.54 | 787036 |  |  | Vestas |  | 0
VESTA-PRT-1940 | TOP SEALPLATE |  |  |  |  | 67.5 | 788115 |  |  | Vestas |  | 0
VESTA-PRT-1941 | TOP TRAVERSE, MOUNTED |  |  |  |  | 6754.89 | 788613 |  |  | Vestas |  | 0
VESTA-PRT-1942 | TORQUE ARM SHAFT 3MW |  |  |  |  | 487.36 | 781708 |  |  | Vestas |  | 0
VESTA-PRT-1943 | TP 40 160/2 RUUE 3X400VAC 60HZ |  |  |  |  | 1223.75 | 104010 |  |  | Vestas |  | 0
VESTA-PRT-1944 | T-PIECE 1.7/8-in.-12 JIC |  |  |  |  | 100.09 | 131366 |  |  | Vestas |  | 0
VESTA-PRT-1945 | T-PIECE 16 R6MXS PARKER |  |  |  |  | 46.57 | 131380 |  |  | Vestas |  | 0
VESTA-PRT-1946 | TRAFO 2,6KVA 400/110V 60HZ |  |  |  |  | 579.04 | 189604 |  |  | Vestas |  | 0
VESTA-PRT-1947 | TRAFO 34,5/1/0,4KV PREASS. |  |  |  |  | 123630.3 | 780877 |  |  | Vestas |  | 0
VESTA-PRT-1948 | TRAFO 5.0KVA 400/230V 50/60HZ |  |  |  |  | 1473.65 | 188400 |  |  | Vestas |  | 0
VESTA-PRT-1949 | TRAFO 7.5KVA 400/230V 50/60HZ |  |  |  |  | 790.9 | 188370 |  |  | Vestas |  | 0
VESTA-PRT-1950 | TRAFO AUTO 3X400/6X480V 190kVA 60HZ |  |  |  |  | 8810 | 189094 |  |  | Vestas |  | 0
VESTA-PRT-1951 | TRAFO CURRENT 1000/1A 10VA/0.2 L50/30 |  |  |  |  | 71.66 | 188429 |  |  | Vestas |  | 0
VESTA-PRT-1952 | TRAFO FAN MOUNTED 3MW 60HZ |  |  |  |  | 3237.08 | 194009 |  |  | Vestas |  | 0
VESTA-PRT-1953 | TRAFO FOUNDATION MACHINED |  |  |  |  | 10003.33 | 788075 |  |  | Vestas |  | 0
VESTA-PRT-1954 | TRAFO WALL, BOTTUM SECTION |  |  |  |  | 1212.33 | 787305 |  |  | Vestas |  | 0
VESTA-PRT-1955 | TRANSF. INTERPH. 0V/52,5V/105V |  |  |  |  | 1160.26 | 189095 |  |  | Vestas |  | 0
VESTA-PRT-1956 | TRANSMISS OIL SHELL TRANSAXLE OIL 75W-90 |  |  |  |  | 35.65 | 149158 |  |  | Vestas |  | 0
VESTA-PRT-1957 | TRIMMING SPINNER |  |  |  |  | 918.15 | 781150 |  |  | Vestas |  | 0
VESTA-PRT-1958 | T-STYKKE 8S40MXS |  |  |  |  | 20.98 | 131711 |  |  | Vestas |  | 0
VESTA-PRT-1959 | TUBE F. LUBRICATION |  |  |  |  | 21.18 | 783922 |  |  | Vestas |  | 0
VESTA-PRT-1960 | TUBE FOR FITTING &#216;12X1.5 |  |  |  |  | 2.55 | 784047 |  |  | Vestas |  | 0
VESTA-PRT-1961 | T-UNION 8S6MXS |  |  |  |  | 31.79 | 131714 |  |  | Vestas |  | 0
VESTA-PRT-1962 | TUPE F. LUBRICATION |  |  |  |  | 20.39 | 784039 |  |  | Vestas |  | 0
VESTA-PRT-1963 | UNINSULATED FERRULES 2,5MM2 |  |  |  |  | 0.03 | 114749 |  |  | Vestas |  | 0
VESTA-PRT-1964 | UPS 230/230V 3000VA RT/RM 19-in. |  |  |  |  | 3915.01 | 186209 |  |  | Vestas |  | 0
VESTA-PRT-1965 | UPS CONTROLLER 3,0MW 50/60HZ TYPE02 |  |  |  |  | 8809.62 | 785803 |  |  | Vestas |  | 0
VESTA-PRT-1966 | UPS RELAY I/O SMARTSLOT CARD |  |  |  |  | 279.13 | 186404 |  |  | Vestas |  | 0
VESTA-PRT-1967 | VALVE NON -RETURN 0,4-0,5 BAR |  |  |  |  | 76.5 | 101304 |  |  | Vestas |  | 0
VESTA-PRT-1968 | VARIOUS PARTS F.ROT. TRANSFER |  |  |  |  | 5219.74 | 788484 |  |  | Vestas |  | 0
VESTA-PRT-1969 | VARISTOR BOX X8 |  |  |  |  | 42 | 51706201 |  |  | Vestas |  | 0
VESTA-PRT-1970 | VARISTOR UNIT LA4-DA2U 110-240VAC |  |  |  |  | 12.62 | 185008 |  |  | Vestas |  | 0
VESTA-PRT-1971 | VARISTOR UNIT RC5-1/250 110-250V |  |  |  |  | 12.56 |  |  |  | Vestas |  | 0
VESTA-PRT-1972 | VENT. PIPE &#216;12X&#216;16X30MM |  |  |  |  | 0.91 | 741095 |  |  | Vestas |  | 0
VESTA-PRT-1973 | VENTILATION AXIAL FAN 8556V 230V/50HZ |  |  |  |  | 68.36 |  |  |  | Vestas |  | 0
VESTA-PRT-1974 | VENTILATION FAN 400V INCL NET AND FREME |  |  |  |  | 481.41 | 194938 |  |  | Vestas |  | 0
VESTA-PRT-1975 | VENTILATION FAN 50HZ/60HZ |  |  |  |  | 627.01 | 753306 |  |  | Vestas |  | 0
VESTA-PRT-1976 | VENTILATION FAN AXIAL TYPE 842-129-0002 |  |  |  |  | 53.6 |  |  |  | Vestas |  | 0
VESTA-PRT-1977 | VENTILATION FAN EBMPAPST 230VAC 50/60HZ |  |  |  |  | 2627.53 | 195050 |  |  | Vestas |  | 0
VESTA-PRT-1978 | VENTILATION FILTER MAT PFM3000 150G |  |  |  |  | 4.37 |  |  |  | Vestas |  | 0
VESTA-PRT-1979 | VENTILATION FILTER MAT PFM3000 350G |  |  |  |  | 7.08 |  |  |  | Vestas |  | 0
VESTA-PRT-1980 | VENTILATION HEAT ELEMENT 400W 230V SPEC |  |  |  |  | 95.39 | 193931 |  |  | Vestas |  | 0
VESTA-PRT-1981 | VENTILATION HEAT ELEMENT 400W 230V UL |  |  |  |  | 418.29 | 195011 |  |  | Vestas |  | 0
VESTA-PRT-1982 | VENTILATION HEATER 200W 72 OHM UL |  |  |  |  | 83.99 | 194955 |  |  | Vestas |  | 0
VESTA-PRT-1983 | VENTILATION HEATER 230V 400W UL |  |  |  |  | 160.62 | 194953 |  |  | Vestas |  | 0
VESTA-PRT-1984 | VENTILATION PROTEC COVER FOR FAN AXIAL |  |  |  |  | 2.14 |  |  |  | Vestas |  | 0
VESTA-PRT-1985 | VENTILATION PROTECTION NET AXIAL FAN &#216;80 |  |  |  |  | 4.85 |  |  |  | Vestas |  | 0
VESTA-PRT-1986 | VENTILATION PROTECTIVE SCREEN 120X120MM |  |  |  |  | 2.41 | 60014614 |  |  | Vestas |  | 0
VESTA-PRT-1987 | VIBRATION DAMPER BOX |  |  |  |  | 3483.13 | 781233 |  |  | Vestas |  | 0
VESTA-PRT-1988 | VIBRATION SENSOR WL-NJ-S2-G |  |  |  |  | 86.93 | 114855 |  |  | Vestas |  | 0
VESTA-PRT-1989 | VIBRATIONSD &#216;30X30 M8X10/M8 |  |  |  |  | 3.45 | 116880 |  |  | Vestas |  | 0
VESTA-PRT-1990 | VORTEX GENERATOR 3MM |  |  |  |  | 3.18 |  |  |  | Vestas |  | 0
VESTA-PRT-1991 | VORTEX GENERATOR 6MM |  |  |  |  | 3.37 |  |  |  | Vestas |  | 0
VESTA-PRT-1992 | W402B 4x0,5MM2 LSOH L=3M |  |  |  |  | 17.24 | 782945 |  |  | Vestas |  | 0
VESTA-PRT-1993 | W403 2X0,5MM2 HMUS L=6M |  |  |  |  | 15.98 | 782709 |  |  | Vestas |  | 0
VESTA-PRT-1994 | W430 M12 L=15M |  |  |  |  | 0 | 782710 |  |  | Vestas |  | 0
VESTA-PRT-1995 | W542A 4X0,5 LSOH L=4,5M |  |  |  |  | 22.58 | 782735 |  |  | Vestas |  | 0
VESTA-PRT-1996 | W744 L=7M |  |  |  |  | 84.05 | 782734 |  |  | Vestas |  | 0
VESTA-PRT-1997 | W876B 2X2X0,5 HAL.FRI L=4800 |  |  |  |  | 42.11 | 782624 |  |  | Vestas |  | 0
VESTA-PRT-1998 | W991C H07V-K 1X50MM2 G/G 75M |  |  |  |  | 1141.6 | 768763 |  |  | Vestas |  | 0
VESTA-PRT-1999 | W991D H07V-K 1X50MM2 G/G 75M |  |  |  |  | 1148.4 | 768764 |  |  | Vestas |  | 0
VESTA-PRT-2000 | WASHER - 25 - HV300 - tZn - TPS900196 |  |  |  |  | 0.72 | 157024 |  |  | Vestas |  | 0
VESTA-PRT-2001 | WASHER - 31 - HV300 - tZn - TPS900198 |  |  |  |  | 1.43 | 157030 |  |  | Vestas |  | 0
VESTA-PRT-2002 | WASHER - 37 - HV300 - tZn IK900194 |  |  |  |  | 2.41 | 157036 |  |  | Vestas |  | 0
VESTA-PRT-2003 | WASHER 17, HV300 tZn TPS900194 |  |  |  |  | 0.34 | 157016 |  |  | Vestas |  | 0
VESTA-PRT-2004 | WASHER 21 HV300 tZn TPS900194 |  |  |  |  | 0.43 | 157020 |  |  | Vestas |  | 0
VESTA-PRT-2005 | WASHER 8.4 DIN 7349 - St - A3J |  |  |  |  | 0.06 | 154675 |  |  | Vestas |  | 0
VESTA-PRT-2006 | WASHER DIN 522-C M 13 X 30 - TZN |  |  |  |  | 1.34 | 155812 |  |  | Vestas |  | 0
VESTA-PRT-2007 | WASHER DIN 7349-27-HV300, TZN |  |  |  |  | 5.25 | 154676 |  |  | Vestas |  | 0
VESTA-PRT-2008 | WASHER F.THREAD BUSH VK420 |  |  |  |  | 6.78 | 764476 |  |  | Vestas |  | 0
VESTA-PRT-2009 | WASHER FOR FAN FOR COOLER |  |  |  |  | 2.43 | 783140 |  |  | Vestas |  | 0
VESTA-PRT-2010 | WASHER ISO 7089 - 10 - NYLON |  |  |  |  | 0.02 | 158760 |  |  | Vestas |  | 0
VESTA-PRT-2011 | WASHER ISO 7089 - 12 - 200 HV - A4 |  |  |  |  | 0.3 | 156279 |  |  | Vestas |  | 0
VESTA-PRT-2012 | WASHER ISO 7089 - 16 - 200 HV - A4 |  |  |  |  | 0.34 | 156281 |  |  | Vestas |  | 0
VESTA-PRT-2013 | WASHER ISO 7089 - 16 - HV 200 - tZn |  |  |  |  | 0.09 | 156817 |  |  | Vestas |  | 0
VESTA-PRT-2014 | WASHER ISO 7089 - 5 - 200 HV - A2 |  |  |  |  | 0.02 | 156274 |  |  | Vestas |  | 0
VESTA-PRT-2015 | WASHER ISO 7089 - 5 - 200 HV - A4 |  |  |  |  | 0.02 | 156275 |  |  | Vestas |  | 0
VESTA-PRT-2016 | WASHER ISO 7089 - 6 - 200 HV - A4 |  |  |  |  | 0.06 | 156276 |  |  | Vestas |  | 0
VESTA-PRT-2017 | WASHER ISO 7089 - 6 - 300 HB - A4 |  |  |  |  | 0.6 | 156269 |  |  | Vestas |  | 0
VESTA-PRT-2018 | WASHER ISO 7089 - 8 - 200 HV - A4 |  |  |  |  | 0.09 | 156280 |  |  | Vestas |  | 0
VESTA-PRT-2019 | WASHER ISO 7089 - 8 - HV200 - A3J |  |  |  |  | 0.02 | 155794 |  |  | Vestas |  | 0
VESTA-PRT-2020 | WASHER ISO 7089 - 8 - NYLON |  |  |  |  | 0.02 | 158761 |  |  | Vestas |  | 0
VESTA-PRT-2021 | WASHER ISO 7089 13 300HV tZn |  |  |  |  | 0.23 | 157012 |  |  | Vestas |  | 0
VESTA-PRT-2022 | WASHER ISO 7089 16 - 200 HV - tZn |  |  |  |  | 0.09 | 155755 |  |  | Vestas |  | 0
VESTA-PRT-2023 | WASHER ISO 7089 HV200 M10 - GZN |  |  |  |  | 0.02 | 157910 |  |  | Vestas |  | 0
VESTA-PRT-2024 | WASHER ISO 7090 - 10 - 200 HV - A3J |  |  |  |  | 0.02 | 156030 |  |  | Vestas |  | 0
VESTA-PRT-2025 | WASHER ISO 7090 - 4 - 200 HV - A3J |  |  |  |  | 0.02 | 154660 |  |  | Vestas |  | 0
VESTA-PRT-2026 | WASHER ISO 7090 - 5 - 200 HV - A3J |  |  |  |  | 0.02 | 156051 |  |  | Vestas |  | 0
VESTA-PRT-2027 | WASHER ISO 7090 - 6 - 200 HV - A3J |  |  |  |  | 0.02 | 156558 |  |  | Vestas |  | 0
VESTA-PRT-2028 | WASHER ISO 7093 - 8 - HV 200 - A3J |  |  |  |  | 0.02 | 155971 |  |  | Vestas |  | 0
VESTA-PRT-2029 | WASHER ISO 7093-1 - 12 - HV 200 - A4 |  |  |  |  | 0.98 | 156818 |  |  | Vestas |  | 0
VESTA-PRT-2030 | WASHER ISO 7093-1 - 6 - HV 200 - A4 |  |  |  |  | 0.13 | 155900 |  |  | Vestas |  | 0
VESTA-PRT-2031 | WASHER ISO 7093-1 10 - A4-70 |  |  |  |  | 0.6 | 158395 |  |  | Vestas |  | 0
VESTA-PRT-2032 | WASHER ISO 7093-1 5 - A4-70 |  |  |  |  | 0.02 | 158392 |  |  | Vestas |  | 0
VESTA-PRT-2033 | WASHER ISO 7093-1 8 - A4-70 |  |  |  |  | 0.28 | 158394 |  |  | Vestas |  | 0
VESTA-PRT-2034 | WASHER M10 A4-70 |  |  |  |  | 0.09 | 156295 |  |  | Vestas |  | 0
VESTA-PRT-2035 | WASHER M10.5x28x4 S355 TZN |  |  |  |  | 1.28 | 897388 |  |  | Vestas |  | 0
VESTA-PRT-2036 | WASHER M10X1,6 A4-70 DIN 433 |  |  |  |  | 0.13 | 155770 |  |  | Vestas |  | 0
VESTA-PRT-2037 | WASHER M13x37x5 S355 TZN |  |  |  |  | 2.35 | 897390 |  |  | Vestas |  | 0
VESTA-PRT-2038 | WASHER M25x120x20 E295 TZN |  |  |  |  | 42.11 | 897476 |  |  | Vestas |  | 0
VESTA-PRT-2039 | WASHER &#216;17X&#216;41X6,5 HDG |  |  |  |  | 3.34 | 897391 |  |  | Vestas |  | 0
VESTA-PRT-2040 | WASHER &#216;17X&#216;46X5 HDG |  |  |  |  | 1.49 | 897299 |  |  | Vestas |  | 0
VESTA-PRT-2041 | WASHER &#216;17X&#216;47X8 TZN |  |  |  |  | 2.75 | 897434 |  |  | Vestas |  | 0
VESTA-PRT-2042 | WASHER &#216;21,5X&#216;47X8 HDG |  |  |  |  | 2.88 | 897469 |  |  | Vestas |  | 0
VESTA-PRT-2043 | WASHER &#216;25X&#216;120X15 |  |  |  |  | 38.51 | 721037 |  |  | Vestas |  | 0
VESTA-PRT-2044 | WASHER &#216;25X&#216;50X0.20MM |  |  |  |  | 1.81 | 155503 |  |  | Vestas |  | 0
VESTA-PRT-2045 | WASHER &#216;25X&#216;50X0.50MM |  |  |  |  | 0.58 | 155504 |  |  | Vestas |  | 0
VESTA-PRT-2046 | WASHER &#216;75/&#216;10X8 SUPPORT/WEAR YAW SYS |  |  |  |  | 7.65 | 707831 |  |  | Vestas |  | 0
VESTA-PRT-2047 | WASHER &#216;8,5X&#216;24X3,5 HDG |  |  |  |  | 1.61 | 897387 |  |  | Vestas |  | 0
VESTA-PRT-2048 | WASHER &#216;8,5X&#216;28X4 A4 |  |  |  |  | 1.75 | 897426 |  |  | Vestas |  | 0
VESTA-PRT-2049 | WASHER &#216;95 X &#216;46,5 X 10 |  |  |  |  | 39.19 | 782138 |  |  | Vestas |  | 0
VESTA-PRT-2050 | WASHER RESCUE-DEVICE |  |  |  |  | 4.19 | 788872 |  |  | Vestas |  | 0
VESTA-PRT-2051 | WASHER RIP-LOCK - M8 - A2 |  |  |  |  | 0.35 | 156258 |  |  | Vestas |  | 0
VESTA-PRT-2052 | WASHER SERR LOCK M12 GZN FORM A |  |  |  |  | 0.16 | 156965 |  |  | Vestas |  | 0
VESTA-PRT-2053 | WASHER, LARGE ISO 7093 M 8 - NYLON |  |  |  |  | 0.06 | 158762 |  |  | Vestas |  | 0
VESTA-PRT-2054 | WASHER, PLAIN HV200 M6 tZn |  |  |  |  | 0.02 | 155752 |  |  | Vestas |  | 0
VESTA-PRT-2055 | WASHER, PLAIN HV200 M8 tZn |  |  |  |  | 0.02 | 156663 |  |  | Vestas |  | 0
VESTA-PRT-2056 | WASHER, PLAIN HV300 M10 tZn |  |  |  |  | 0.17 | 157010 |  |  | Vestas |  | 0
VESTA-PRT-2057 | WASHER, PLAIN M12 NYLON |  |  |  |  | 0.06 | 158784 |  |  | Vestas |  | 0
VESTA-PRT-2058 | WASHER, PLAIN M4 A4-70 |  |  |  |  | 0.02 | 156273 |  |  | Vestas |  | 0
VESTA-PRT-2059 | WASHER, SPR.LOCK M12 A4-70 |  |  |  |  | 0.34 | 156196 |  |  | Vestas |  | 0
VESTA-PRT-2060 | WASHER,PLAIN L &#216;8,4X&#216;24X2 TZN |  |  |  |  | 0.02 | 155975 |  |  | Vestas |  | 0
VESTA-PRT-2061 | WASHER,PLAIN &#216;11X&#216;25X2 TZN |  |  |  |  | 0.98 | 155813 |  |  | Vestas |  | 0
VESTA-PRT-2062 | WASHER-40-HV300-TZN-IK900194 |  |  |  |  | 5.1 | 155765 |  |  | Vestas |  | 0
VESTA-PRT-2063 | WATER COOLER 010809A3 W.O. FAN |  |  |  |  | 5515.49 | 101078 |  |  | Vestas |  | 0
VESTA-PRT-2064 | WATER PUMP TP40-190/2 400V 50HZ |  |  |  |  | 1370.81 | 104009 |  |  | Vestas |  | 0
VESTA-PRT-2065 | WATER VALVE |  |  |  |  | 408.06 | 105140 |  |  | Vestas |  | 0
VESTA-PRT-2066 | WERGE F. LOCKPLATE |  |  |  |  | 7.53 | 728212 |  |  | Vestas |  | 0
VESTA-PRT-2067 | WIND SENSOR RUBBER GASKET |  |  |  |  | 32.13 | 106429 |  |  | Vestas |  | 0
VESTA-PRT-2068 | WIND SENSOR US FT702LT V7-10 |  |  |  |  | 4618.36 | 60111943 |  |  | Vestas |  | 0
VESTA-PRT-2069 | WIRE F. CONDUCTIONCABLE L=4250 |  |  |  |  | 56.33 | 786652 |  |  | Vestas |  | 0
VESTA-PRT-2070 | WIRE -F14:6 - -F11:3 |  |  |  |  | 12.41 | 785103110 |  |  | Vestas |  | 0
VESTA-PRT-2071 | WIRE FOR LIGHTNING PROTECTION 1X50 L=39M |  |  |  |  | 25.48 | 768746 |  |  | Vestas |  | 0
VESTA-PRT-2072 | WIRE IPT 1 110V-R1P:K |  |  |  |  | 94.58 | 785306119 |  |  | Vestas |  | 0
VESTA-PRT-2073 | WIRE IPT 1 55V-DC:P |  |  |  |  | 80.17 | 785306120 |  |  | Vestas |  | 0
VESTA-PRT-2074 | WIRE IPT 2 110V-R1N:A |  |  |  |  | 121.19 | 785306121 |  |  | Vestas |  | 0
VESTA-PRT-2075 | WIRE IPT 2 55V-DC :N |  |  |  |  | 113.48 | 785306122 |  |  | Vestas |  | 0
VESTA-PRT-2076 | WIRE IPT1:0V - R2P:K |  |  |  |  | 90.28 | 785306124 |  |  | Vestas |  | 0
VESTA-PRT-2077 | WIRE IPT2:0V - R2N:A |  |  |  |  | 80.17 | 785306123 |  |  | Vestas |  | 0
VESTA-PRT-2078 | WIRE K536C:1 - C620B btm. |  |  |  |  | 17.05 | 785306106 |  |  | Vestas |  | 0
VESTA-PRT-2079 | WIRE K536C:1-C620A Btm. |  |  |  |  | 7.97 | 785306103 |  |  | Vestas |  | 0
VESTA-PRT-2080 | WIRE K536C:3 - C620B BTM |  |  |  |  | 9.11 | 785306149 |  |  | Vestas |  | 0
VESTA-PRT-2081 | WIRE K536C:3-C620A Btm |  |  |  |  | 7.72 | 785306104 |  |  | Vestas |  | 0
VESTA-PRT-2082 | WIRE K536C:5 - C620B BTM |  |  |  |  | 8.98 | 785306150 |  |  | Vestas |  | 0
VESTA-PRT-2083 | WIRE K536C:5-C620A Btm |  |  |  |  | 7.5 | 785306105 |  |  | Vestas |  | 0
VESTA-PRT-2084 | WIRE PLUG 4P.5MM MSTB 2,5/4ST |  |  |  |  | 1.92 | 106218 |  |  | Vestas |  | 0
VESTA-PRT-2085 | WIRE ROPE GRIP 2,5MM, 260151 |  |  |  |  | 0.17 | 107593 |  |  | Vestas |  | 0
VESTA-PRT-2086 | WIRE TIN 35 100MM &#216;10 IEC/UL |  |  |  |  | 9.67 | 60007833 |  |  | Vestas |  | 0
VESTA-PRT-2087 | WIRESTROP TYP C GALV. |  |  |  |  | 83.95 | 783967 |  |  | Vestas |  | 0
VESTA-PRT-2088 | WISHBONE RESCUE-DEVICE WELDED |  |  |  |  | 332.5 | 788873 |  |  | Vestas |  | 0
VESTA-PRT-2089 | YAW BEAM 3MW MACHINED |  |  |  |  | 982.17 | 784042 |  |  | Vestas |  | 0
VESTA-PRT-2090 | YAW BEAMS |  |  |  |  | 0 | 784046 |  |  | Vestas |  | 0
VESTA-PRT-2091 | YAW CONTROL UNIT/NACELLE POS. |  |  |  |  | 963.48 |  |  |  | Vestas |  | 0
VESTA-PRT-2092 | YAW GEAR V90 PG1604 |  |  |  |  | 4770.55 | 115413 |  |  | Vestas |  | 0
VESTA-PRT-2093 | YAW LUBRICATION |  |  |  |  | 4780.34 | 784049 |  |  | Vestas |  | 0
VESTA-PRT-2094 | YAW LUBRICATION |  |  |  |  | 4687.77 | 781020 |  |  | Vestas |  | 0
VESTA-PRT-2095 | YAW MOTOR 2,2KW 4P BRAK 100 LC |  |  |  |  | 1558.25 | 194023 |  |  | Vestas |  | 0
VESTA-PRT-2096 | YAW MOTOR 2,2KW 4P BRAK 100 LC |  |  |  |  | 1224.94 | 194022 |  |  | Vestas |  | 0
VESTA-PRT-2097 | YAW RING |  |  |  |  | 16558.8 | 784109 |  |  | Vestas |  | 0
PRT-277 | Hendrix Dry Cure 2008 |  |  |  | Each |  |  | 3M-5467A(S)-9-AL-WF | Mils TRXLP 15KV | EverPower | Hendrix
KRAYN-BOP-PRT-0278 | Tap Changer Kit 100 AMP | Krayn Wind LLC | Highland 1 |  | Each | 257 | 0061-019318-670 | 0061-019318-670 | 0061-019318-670 | EverPower |  | 1 | 4/29/2014 Michael Hoffman - ,6/7/2013 Michael Hoffman - Tap Changer Kit 100 AMP 8GA,PWRAP EXT INS,Part number 0061-019318-670,
KRAYN-BOP-PRT-0302 | LBOR Switch Kit CM 2P | Howard Industries | Highland 1 |  | Each | 463 | 0061-003343-190 | 0061-003343-190 | 0061-003343-190 | EverPower |  | 1 | 6/7/2013 Michael Hoffman - Labor switch kit cm 2P 3D 300 AMP Bolt-on,
KRAYN-BOP-PRT-0280 | Fuse Kit, Bush. Three Phase Board MT W.H. Cart. F | Howard Industries | Highland 1 |  | Each | 27 | 0061-105564-000 | 0061-105564-000 | 0061-003343-190 | EverPower |  | 1 | 6/7/2013 Michael Hoffman - Fuse Kit, Bush, Three phase board MT W.H. Cart.F
KRAYN-BOP-PRT-0281 | Fuse, HVB | Howard Industries | Highland 1 |  | Each | 63 | 0061-001987-110 | ABB345B995G27 | 0061-001987-110 | EverPower |  | 3
KRAYN-BOP-PRT-0287 | High Voltage Bushing Kit | Howard Industries | Highland 1 |  | Each | 266 | 0061-012050-616 | 0061-012050-616 | 0061-012050-616 | EverPower |  | 3 | 6/7/2013 Michael Hoffman - High voltage bushing Kit Dry, CM 600 Amp 35 KV ALUM MS,
KRAYN-BOP-PRT-0362 | High Voltage Bushing Kit | Howard Industries | Highland 1 | PMTs | Each | 265 | 0061-012050-616 |  |  |  |  | 1 | 5/29/2015 Logan Corle - Howard High Voltage Bushing Kit.,Part Number:0061-012050-616,
KRAYN-BOP-PRT-0288 | Low Voltage Bushing Kit | Howard Industries | Highland 1 |  | Each | 400 | 0061-013018-303 | 0061-012050-616 | 0061-012050-616 | EverPower |  | 4 | ,6/7/2013 Michael Hoffman - Cooper 2690476D23,10-Hole,Serial#2543642408,Catalog# 9169-435457-038,
PRT-289 | 34.5 KV Bushing |  |  |  | Each | [6 empty] | 0
PATTN-BOP-PRT-311 | Radiator |  | Patton | Substation | Each | 4717.44 | 1591045027 |  | 1591045027 | EverPower |  | 0
KRAYN-BOP-PRT-0292 | 115Kv Bushing |  | Highland 1 |  | Each |  | 12-147505 |  |  | EverPower |  | 2 | 6/12/2013 Michael Hoffman - 1 for high north and 1 for highland one,
KRAYN-BOP-PRT-0294 | 269Ft Copper Weld |  | Highland 1 |  | Feet |  |  |  |  | EverPower | AFL | 1, 1
KRAYN-BOP-PRT-0297 | Compression Connector |  | Highland 1 |  | Each |  |  | AL-1031-4A | DIE 30AH | EverPower | Sefcor | 2 | 6/14/2013 Michael Hoffman - used with 34.5 KV bushing,
TWINR-BOP-PRT-0046 | Lite-Grip Splice Block 8-hole | Pike Energy Solutions | Twin Ridges | Tie Line | Each | 6.51 | LGSBS8-5 |  | LGSBS8-5 | EverPower | Preformed Line Products | 0
TWINR-BOP-PRT-0048 | Heat Shrink Splice Protector (12pk) | Pike Energy Solutions | Twin Ridges | Tie Line | Each | 7.19 | 8003509 |  |  | EverPower |  | 0
TWINR-BOP-PRT-0049 | 1 Hole Grommet .40 - .60 | Pike Energy Solutions | Twin Ridges | Tie Line | Each | 10.38 | 8003691 |  |  | EverPower |  | 0
TWINR-BOP-PRT-0051 | Pole/Wall Bracket Coyote Dome | Pike Energy Solutions | Twin Ridges | Tie Line | Each | 22.97 | 8003702 |  |  | EverPower |  | 2
TWINR-BOP-PRT-0050 | Double Arm Vert Cable Storage As | Pike Energy Solutions | Twin Ridges | Tie Line | Each | 145.48 | 8003569 |  |  | EverPower |  | 0
TWINR-BOP-PRT-0043 | NKT SM 138kV Splice Kit | Pike Energy Solutions | Twin Ridges | Tie Line | Each | 11747.65 |  |  |  | EverPower |  | 2
KRAYN-NDX-PRT-1003 | Fuchs Gleitmo grease | Nordex USA JOBO | Highland General | WTGs | Each |  | 26302 |  |  | Nordex USA
PATTN-BOP-PRT-299 | PRD Gasket | ABB (parts) | Patton | Substation | Each | 6.42 | 4130253004 | N/A | 4130253004 | EverPower |  | 1
PATTN-BOP-PRT-300 | HV Bushing Gasket | ABB (parts) | Patton | Substation | Each | 5.3 | 4130308004 |  | 4130308004 | EverPower |  | 1
PATTN-BOP-PRT-301 | LV Bushing Gasket | ABB (parts) | Patton | Substation | Each | 4.08 | 4130308005 | N/A | 4130308005 | EverPower |  | 1
HIGNO-BOP-PRT-0038 | LV Bushing Gasket | ABB (supplier) | Highland North | PMTs | Each |  | 3A48275H01 | 3A48275H01 | 3A48275H01 | EverPower | ABB | 0
PATTN-BOP-PRT-302 | Radiator Valve Gasket | ABB (parts) | Patton | Substation | Each | 8.38 | 1130490001 | N/A | 1130490001 | EverPower |  | 1
PATTN-BOP-PRT-303 | 24" Manhole Gasket | ABB (parts) | Patton | Substation | Each | 16.2 | 1130498004 |  | 1130498004 | EverPower |  | 1
PATTN-BOP-PRT-304 | Liquid Level Gauge | ABB (parts) | Patton | Substation | Each | 496.54 | 4330118002 |  | 4330118002 | EverPower |  | 1
PATTN-BOP-PRT-305 | PRD-10psi | ABB (parts) | Patton | Substation | Each | 395.7 | 1301025001 |  | 1301025001 | EverPower |  | 1
PATTN-BOP-PRT-306 | Radiator Fan | ABB (parts) | Patton | Substation | Each | 874 | 1600990001 |  | 1600990001 | EverPower |  | 1
PATTN-BOP-PRT-309 | HV Arrester | ABB (parts) | Patton | Substation | Each | 1064 | Q036SB029A |  | Q036SB029A | EverPower |  | 1
PATTN-BOP-PRT-310 | LV Arrester | ABB (parts) | Patton | Substation | Each | 1064 | Q036SB029A |  | Q036SB029A | EverPower |  | 1
REPWR-PRT-1515 | Slip ring warning label |  |  | WTGs |  |  | 47710 |  |  | REpower USA
GAMSA-PRT-0001 | C 32A 400V 2P CIRCUIT BREAKER | Gamesa Wind US LLC |  |  |  | 31.15 | 50002 |  |  | Gamesa |  | 0
GAMSA-PRT-0002 | 2P C20 S202M CIRCUIT BREAKER ABB | Gamesa Wind US LLC |  |  |  | 33.11 | 50009 |  |  | Gamesa | 3M | 0
GAMSA-PRT-0003 | AUXILIARY CONTACT CA5-01 1NC | Gamesa Wind US LLC |  |  |  | 58.36 | 50013 |  |  | Gamesa | 3M | 0
GAMSA-PRT-0004 | 1-1.6A MS325 MOTOR PROT.CIRCUIT BREAKER | Gamesa Wind US LLC |  |  |  | 70.48 | 50034 |  |  | Gamesa | 3M | 0
GAMSA-PRT-0005 | PT100 GENERATOR BEARING | Gamesa Wind US LLC |  |  |  | 382.06 | 50051 |  |  | Gamesa | 3M | 0
GAMSA-PRT-0006 | RELAY BASE | Gamesa Wind US LLC |  |  |  | 8.54 | 50100 |  |  | Gamesa | 3M | 0
GAMSA-PRT-0007 | MECHANICAL PUMP | Gamesa Wind US LLC |  |  |  | 963.98 | 50232 |  |  | Gamesa | 3M | 0
GAMSA-PRT-0243 | MECHANICAL PUMP | Gamesa Wind US LLC |  |  |  | 2872.81 | GP030457 |  |  | Gamesa | 3M | 0
GAMSA-PRT-0008 | ANTI-CAVIT. NONRETURN VALVE | Gamesa Wind US LLC |  |  |  | 160.19 | 50233 |  |  | Gamesa | 3M | 0
GAMSA-PRT-0009 | SOLENOID VALVE | Gamesa Wind US LLC |  |  |  | 309.55 | 50235 |  |  | Gamesa | 3M | 0
GAMSA-PRT-0030 | SOLENOID VALVE | Gamesa Wind US LLC |  |  |  | 392.74 | 50785 |  |  | Gamesa | 3M | 0
GAMSA-PRT-0031 | SOLENOID VALVE | Gamesa Wind US LLC |  |  |  | 331.66 | 50786 |  |  | Gamesa | 3M | 0
GAMSA-PRT-0342 | SOLENOID VALVE | Gamesa Wind US LLC |  |  |  | 4005.68 | GP118568 |  |  | Gamesa | 3M | 0
GAMSA-PRT-0010 | SEALING RING 10X1 | Gamesa Wind US LLC |  |  |  | 2.79 | 50238 |  |  | Gamesa | 3M | 0
GAMSA-PRT-0011 | SEALING RING 20X2 | Gamesa Wind US LLC |  |  |  | 6.96 | 50239 |  |  | Gamesa | 3M | 0
GAMSA-PRT-0012 | SEALING RING 25X2 | Gamesa Wind US LLC |  |  |  | 10.75 | 50240 |  |  | Gamesa | 3M | 0
GAMSA-PRT-0013 | SEALING RING 30X3 | Gamesa Wind US LLC |  |  |  | 14.56 | 50241 |  |  | Gamesa | 3M | 0
GAMSA-PRT-0014 | SEALING RING 38X3 | Gamesa Wind US LLC |  |  |  | 16.65 | 50242 |  |  | Gamesa | 3M | 0
GAMSA-PRT-0015 | O-RING 21.89 X 2.62 | Gamesa Wind US LLC |  |  |  | 0.15 | 50243 |  |  | Gamesa | 3M | 0
GAMSA-PRT-0016 | O-RING 24.99 X 3.53 | Gamesa Wind US LLC |  |  |  | 0.45 | 50244 |  |  | Gamesa | 3M | 0
GAMSA-PRT-0017 | O-RING 31.34 X 3.53 | Gamesa Wind US LLC |  |  |  | 0.73 | 50245 |  |  | Gamesa | 3M | 0
GAMSA-PRT-0018 | O-RING 47.22 X 3.53 | Gamesa Wind US LLC |  |  |  | 1.11 | 50246 |  |  | Gamesa | 3M | 0
GAMSA-PRT-0019 | O-RING 2-228 | Gamesa Wind US LLC |  |  |  | 1.9 | 50247 |  |  | Gamesa | 3M | 0
GAMSA-PRT-0020 | MS325 0,63-1A MOTOR PROT. CIRCUIT BREAKE | Gamesa Wind US LLC |  |  |  | 70.46 | 50552 |  |  | Gamesa | 3M | 0
GAMSA-PRT-0021 | AUX. CONTACT SIDE HK-11 1NO 1NC | Gamesa Wind US LLC |  |  |  | 10.4 | 50554 |  |  | Gamesa | 3M | 0
GAMSA-PRT-0022 | TERMOSTATO HIM TS140 o KTO 01140.0 | Gamesa Wind US LLC |  |  |  | 35.62 | 50579 |  |  | Gamesa | 3M | 0
GAMSA-PRT-0023 | HEATING RESISTOR 400W | Gamesa Wind US LLC |  |  |  | 63.76 | 50581 |  |  | Gamesa | 3M | 0
GAMSA-PRT-0024 | CLOSING CONT AUX NA | Gamesa Wind US LLC |  |  |  | 12.96 | 50637 |  |  | Gamesa | 3M | 0
GAMSA-PRT-0025 | AUXILIARY RELAY 4NA+4NC. 10A.24VCC | Gamesa Wind US LLC |  |  |  | 22.99 | 50662 |  |  | Gamesa | 3M | 0
GAMSA-PRT-0026 | RELAY SOCKET 4 CONTACTS. AUX S4-J | Gamesa Wind US LLC |  |  |  | 10.79 | 50663 |  |  | Gamesa | 3M | 0
GAMSA-PRT-0027 | AUXILIARY RELAY 2CONT. 10A 24VCC | Gamesa Wind US LLC |  |  |  | 21.26 | 50664 |  |  | Gamesa | 3M | 0
GAMSA-PRT-0028 | Bases S7 MP | Gamesa Wind US LLC |  |  |  | 5.85 | 50665 |  |  | Gamesa | 3M | 0
GAMSA-PRT-0029 | PUMP WITH MOTOR FOR GEARBOX BASE FILTER | Gamesa Wind US LLC |  |  |  | 3624.68 | 50748 |  |  | Gamesa | 3M | 0
GAMSA-PRT-0032 | NON RETURN VALVE | Gamesa Wind US LLC |  |  |  | 83.3 | 50834 |  |  | Gamesa | 3M | 0
GAMSA-PRT-0033 | SENSOR PT100 | Gamesa Wind US LLC |  |  |  | 308.63 | 50840 |  |  | Gamesa | 3M | 0
GAMSA-PRT-0063 | SENSOR PT100 | Gamesa Wind US LLC |  |  |  | 51.94 | 114279 |  |  | Gamesa | 3M | 0
GAMSA-PRT-0150 | SENSOR PT100 | Gamesa Wind US LLC |  |  |  | 63 | GP007526 |  |  | Gamesa | 3M | 0
GAMSA-PRT-0201 | SENSOR PT100 | Gamesa Wind US LLC |  |  |  | 265.78 | GP016235 |  |  | Gamesa | 3M | 0
GAMSA-PRT-0034 | ELECTRIC LEVEL SENSOR | Gamesa Wind US LLC |  |  |  | 161.41 | 50841 |  |  | Gamesa | 3M | 0
GAMSA-PRT-0035 | VISUAL LEVEL | Gamesa Wind US LLC |  |  |  | 139.39 | 50842 |  |  | Gamesa | 3M | 0
GAMSA-PRT-0036 | RETURN LINE NON RETURN VALVE | Gamesa Wind US LLC |  |  |  | 259.38 | 50843 |  |  | Gamesa | 3M | 0
GAMSA-PRT-0037 | CYLINDER-BLOCK O-RING | Gamesa Wind US LLC |  |  |  | 0.28 | 50858 |  |  | Gamesa | 3M | 0
GAMSA-PRT-0038 | PRESOSTATE | Gamesa Wind US LLC |  |  |  | 315.43 | 50863 |  |  | Gamesa | 3M | 0
GAMSA-PRT-0039 | 2P C63A S202 CIRCUIT BREAKER | Gamesa Wind US LLC |  |  |  | 68.08 | 50871 |  |  | Gamesa | 3M | 0
GAMSA-PRT-0040 | 2P 6A 300MA DS951 CIRCUIT BREAKER | Gamesa Wind US LLC |  |  |  | 148.04 | 50873 |  |  | Gamesa | 3M | 0
GAMSA-PRT-0041 | RCCB 2P 16A 300mA | Gamesa Wind US LLC |  |  |  | 41.11 | 50874 |  |  | Gamesa | 3M | 0
GAMSA-PRT-0042 | TEMPERATURE RELAY 18-25A | Gamesa Wind US LLC |  |  |  | 51.11 | 50878 |  |  | Gamesa | 3M | 0
GAMSA-PRT-0043 | 2,5-4A MS325 MOTOR PROT.CIRCUIT BREAKER | Gamesa Wind US LLC |  |  |  | 70.46 | 50887 |  |  | Gamesa | 3M | 0
GAMSA-PRT-0044 | 6,3-9A MS325 MOTOR PROT.CIRCUIT BREAKER | Gamesa Wind US LLC |  |  |  | 114.08 | 50888 |  |  | Gamesa | 3M | 0
GAMSA-PRT-0045 | POWER SUPPLY 2.5A | Gamesa Wind US LLC |  |  |  | 245.83 | 50971 |  |  | Gamesa | 3M | 0
GAMSA-PRT-0046 | POWER SUPPLY 5A | Gamesa Wind US LLC |  |  |  | 407.15 | 50972 |  |  | Gamesa | 3M | 0
GAMSA-PRT-0047 | POWER SUPPLY 10A | Gamesa Wind US LLC |  |  |  | 454.8 | 50973 |  |  | Gamesa | 3M | 0
GAMSA-PRT-0048 | RC FILTER | Gamesa Wind US LLC |  |  |  | 12.12 | 51004 |  |  | Gamesa | 3M | 0
GAMSA-PRT-0050 | CONTACTOR 3P 37A | Gamesa Wind US LLC |  |  |  | 94.92 | 93312 |  |  | Gamesa | 3M | 0
GAMSA-PRT-0051 | D30 SIMPLE PIPE CLAMP | Gamesa Wind US LLC |  |  |  | 4.1 | 108924 |  |  | Gamesa | 3M | 0
GAMSA-PRT-0052 | LEVEL SENSOR EVS311-20012 | Gamesa Wind US LLC |  |  |  | 96.75 | 109021 |  |  | Gamesa | 3M | 0
GAMSA-PRT-0053 | AIR BREATH. ELE. HYDAC 2.852519 L03 BN4 | Gamesa Wind US LLC |  |  |  | 167.18 | 109061 |  |  | Gamesa | 3M | 0
GAMSA-PRT-0054 | AIR PLUG PI-0126 SM-L (HIDRAULIC GROUP) | Gamesa Wind US LLC |  |  |  | 126.15 | 109084 |  |  | Gamesa | 3M | 0
GAMSA-PRT-0055 | Solenoide valve. CVUA-6-PDN-3-MUH | Gamesa Wind US LLC |  |  |  | 279.78 | 109109 |  |  | Gamesa | 3M | 0
GAMSA-PRT-0056 | LEAK TANK LEVEL INDICATOR | Gamesa Wind US LLC |  |  |  | 315.39 | 109180 |  |  | Gamesa | 3M | 0
GAMSA-PRT-0057 | PRESSURE SWITCH | Gamesa Wind US LLC |  |  |  | 416.92 | 109185 |  |  | Gamesa | 3M | 0
GAMSA-PRT-0058 | RELIEF VALVE | Gamesa Wind US LLC |  |  |  | 62.73 | 109534 |  |  | Gamesa | 3M | 0
GAMSA-PRT-0059 | PRESSURE SENSOR | Gamesa Wind US LLC |  |  |  | 238.98 | 109537 |  |  | Gamesa | 3M | 0
GAMSA-PRT-0060 | BREAKING MEMBRANE BLOCK CARTRIDGE,140BAR | Gamesa Wind US LLC |  |  |  | 385.71 | 109623 |  |  | Gamesa | 3M | 0
GAMSA-PRT-0061 | HYDRAULIC PUMP | Gamesa Wind US LLC |  |  |  | 503.99 | 109818 |  |  | Gamesa | 3M | 0
GAMSA-PRT-0062 | PT-100 WITH SCREEN 1M | Gamesa Wind US LLC |  |  |  | 40.74 | 114265 |  |  | Gamesa | 3M | 0
GAMSA-PRT-0064 | INDUCTIV SENSOR M18 + SHEILD | Gamesa Wind US LLC |  |  |  | 155.32 | 114941 |  |  | Gamesa | 3M | 0
GAMSA-PRT-0065 | ADAPTER 1/4&quot; | Gamesa Wind US LLC |  |  |  | 11 | 131023 |  |  | Gamesa | 3M | 0
GAMSA-PRT-0066 | SHELL OMALA S4 WE 320 (old named Tivela | Gamesa Wind US LLC |  |  |  | 2705.93 | 149107 |  |  | Gamesa | 3M | 0
GAMSA-PRT-0067 | GREASE KLUBERPLEX BEM 41-132 400GR | Gamesa Wind US LLC |  |  |  | 33.86 | 149191 |  |  | Gamesa | 3M | 0
GAMSA-PRT-0068 | Grease Nipple M8 | Gamesa Wind US LLC |  |  |  | 0.31 | 149300 |  |  | Gamesa | 3M | 0
GAMSA-PRT-0069 | COOLER LIQUID FOR VCS COOLER | Gamesa Wind US LLC |  |  |  | 4.93 | 149391 |  |  | Gamesa | 3M | 0
GAMSA-PRT-0070 | CAP FOR GREASE NIPPLE M6 | Gamesa Wind US LLC |  |  |  | 0.19 | 149497 |  |  | Gamesa | 3M | 0
GAMSA-PRT-0071 | SHIM d24.5Xd150X0.5 MM | Gamesa Wind US LLC |  |  |  | 5.7 | 155972 |  |  | Gamesa | 3M | 0
GAMSA-PRT-0072 | SHIM d24.5Xd150X1,0 MM | Gamesa Wind US LLC |  |  |  | 8.38 | 155973 |  |  | Gamesa | 3M | 0
GAMSA-PRT-0073 | CIRCUIT BREAK. MS325 9-12.5A | Gamesa Wind US LLC |  |  |  | 123.26 | 188250 |  |  | Gamesa | 3M | 0
GAMSA-PRT-0074 | SWITCH ABB MS325-16A (INT0027) | Gamesa Wind US LLC |  |  |  | 86.24 | 188251 |  |  | Gamesa | 3M | 0
GAMSA-PRT-0075 | POSITION SENSOR | Gamesa Wind US LLC |  |  |  | 793.38 | 193895 |  |  | Gamesa | 3M | 0
GAMSA-PRT-0076 | OVERVOLTAGE PROTECTION RELAY | Gamesa Wind US LLC |  |  |  | 115.05 | 195051 |  |  | Gamesa | 3M | 0
GAMSA-PRT-0077 | CELLULOSE ROLL MINI TORK P 120 M 1 LAYER | Gamesa Wind US LLC |  |  |  | 7.57 | 198001 |  |  | Gamesa | 3M | 0
GAMSA-PRT-0078 | NEEDLE VALVE | Gamesa Wind US LLC |  |  |  | 80.29 | 565590 |  |  | Gamesa | 3M | 0
GAMSA-PRT-0079 | YAW CONTROL UNIT-NACELLE POS. | Gamesa Wind US LLC |  |  |  | 1422.64 | 777320 |  |  | Gamesa | 3M | 0
GAMSA-PRT-0080 | ANEMOMETER | Gamesa Wind US LLC |  |  |  | 606.97 | 9000601 |  |  | Gamesa | 3M | 0
GAMSA-PRT-0081 | WIND VANE | Gamesa Wind US LLC |  |  |  | 606.97 | 9000602 |  |  | Gamesa | 3M | 0
GAMSA-PRT-0082 | WIND VANE SIGNAL ADAPTER INTERFACE | Gamesa Wind US LLC |  |  |  | 15.5 | 9010623 |  |  | Gamesa | 3M | 0
GAMSA-PRT-0083 | THERMO-FAN STEGO CS0L28. 230V 250W | Gamesa Wind US LLC |  |  |  | 126.58 | AMB0154 |  |  | Gamesa | 3M | 0
GAMSA-PRT-0084 | 230V 127W IP44 FAN | Gamesa Wind US LLC |  |  |  | 253 | AMB0155 |  |  | Gamesa | 3M | 0
GAMSA-PRT-0085 | CABLE WS216 | Gamesa Wind US LLC |  |  |  | 198.34 | C393059 |  |  | Gamesa | 3M | 0
GAMSA-PRT-0086 | CABLE WS240C | Gamesa Wind US LLC |  |  |  | 117.6 | C393068 |  |  | Gamesa | 3M | 0
GAMSA-PRT-0087 | CABLE WS243B G8X | Gamesa Wind US LLC |  |  |  | 86.72 | C393077 |  |  | Gamesa | 3M | 0
GAMSA-PRT-0088 | CABLE WS243C G8X | Gamesa Wind US LLC |  |  |  | 144.73 | C393078 |  |  | Gamesa | 3M | 0
GAMSA-PRT-0089 | CABLE WS250A | Gamesa Wind US LLC |  |  |  | 240.27 | C393081 |  |  | Gamesa | 3M | 0
GAMSA-PRT-0090 | CABLE WS250B | Gamesa Wind US LLC |  |  |  | 244.87 | C393082 |  |  | Gamesa | 3M | 0
GAMSA-PRT-0091 | CABLE WS250C | Gamesa Wind US LLC |  |  |  | 261.2 | C393083 |  |  | Gamesa | 3M | 0
GAMSA-PRT-0092 | CABLE WS251A | Gamesa Wind US LLC |  |  |  | 208.08 | C393084 |  |  | Gamesa | 3M | 0
GAMSA-PRT-0093 | CABLE WS251B | Gamesa Wind US LLC |  |  |  | 217.38 | C393085 |  |  | Gamesa | 3M | 0
GAMSA-PRT-0094 | CABLE WS251C | Gamesa Wind US LLC |  |  |  | 251.76 | C393086 |  |  | Gamesa | 3M | 0
GAMSA-PRT-0095 | CABLE WS400 G80-DFM50-60HZ-RCC50-60HZ | Gamesa Wind US LLC |  |  |  | 67.58 | C393103 |  |  | Gamesa | 3M | 0
GAMSA-PRT-0096 | CABLE WS405 G80-DFM50-60HZ-RCC50-60HZ | Gamesa Wind US LLC |  |  |  | 99.29 | C393107 |  |  | Gamesa | 3M | 0
GAMSA-PRT-0097 | CABLE WS408 G80-DFM50-60HZ-RCC50-60HZ | Gamesa Wind US LLC |  |  |  | 44.18 | C393111 |  |  | Gamesa | 3M | 0
GAMSA-PRT-0098 | Cable WS900 G8x DFM 100m | Gamesa Wind US LLC |  |  |  | 2462.98 | C393149 |  |  | Gamesa | 3M | 0
GAMSA-PRT-0099 | SCR.ISO 4762-M30x130-10.9-DAC500A | Gamesa Wind US LLC |  |  |  | 24.06 | GP000246 |  |  | Gamesa | 3M | 0
GAMSA-PRT-0100 | MOTOR 0.15KW | Gamesa Wind US LLC |  |  |  | 818.09 | GP000877 |  |  | Gamesa | 3M | 0
GAMSA-PRT-0101 | STAINLESS STEEL PIPE 1 L = 150 MM | Gamesa Wind US LLC |  |  |  | 22.1 | GP000964 |  |  | Gamesa | 3M | 0
GAMSA-PRT-0102 | AIR HEATER | Gamesa Wind US LLC |  |  |  | 616.15 | GP000993 |  |  | Gamesa | 3M | 0
GAMSA-PRT-0103 | STRAIGHT ADAPTER | Gamesa Wind US LLC |  |  |  | 1.3 | GP001399 |  |  | Gamesa | 3M | 0
GAMSA-PRT-0104 | FSMA CONNECTOR FOR OPT.FIBER HCS 200/230 | Gamesa Wind US LLC |  |  |  | 188.91 | GP001921 |  |  | Gamesa | 3M | 0
GAMSA-PRT-0105 | SWITCH | Gamesa Wind US LLC |  |  |  | 469.32 | GP002984 |  |  | Gamesa | 3M | 0
GAMSA-PRT-0106 | FIBER OPTIC CONVERTER | Gamesa Wind US LLC |  |  |  | 382.94 | GP002989 |  |  | Gamesa | 3M | 0
GAMSA-PRT-0134 | FIBER OPTIC CONVERTER | Gamesa Wind US LLC |  |  |  | 196.5 | GP004976 |  |  | Gamesa | 3M | 0
GAMSA-PRT-0107 | DANFOSS PT100 319-084Z8039 L=100MM | Gamesa Wind US LLC |  |  |  | 149.02 | GP003004 |  |  | Gamesa | 3M | 0
GAMSA-PRT-0108 | PT100 SENSOR, BEARING 1 | Gamesa Wind US LLC |  |  |  | 164.23 | GP003014 |  |  | Gamesa | 3M | 0
GAMSA-PRT-0109 | HUB-MEMBRANE BLOCK | Gamesa Wind US LLC |  |  |  | 1650.59 | GP004131 |  |  | Gamesa | 3M | 0
GAMSA-PRT-0110 | Overvoltage PROT.PT2-PE-S 230 AC ST 26A | Gamesa Wind US LLC |  |  |  | 101.37 | GP004255 |  |  | Gamesa | 3M | 0
GAMSA-PRT-0111 | SAFETY RELAY | Gamesa Wind US LLC |  |  |  | 459.35 | GP004258 |  |  | Gamesa | 3M | 0
GAMSA-PRT-0112 | 2 CONTACTS RELAY BASE | Gamesa Wind US LLC |  |  |  | 16.21 | GP004259 |  |  | Gamesa | 3M | 0
GAMSA-PRT-0113 | RELAY COIL 2 CONTACTS | Gamesa Wind US LLC |  |  |  | 6.93 | GP004260 |  |  | Gamesa | 3M | 0
GAMSA-PRT-0116 | RELAY COIL 2 CONTACTS | Gamesa Wind US LLC |  |  |  | 6.05 | GP004265 |  |  | Gamesa | 3M | 0
GAMSA-PRT-0114 | SWITCHED RELAY BASE 1 CONTACT | Gamesa Wind US LLC |  |  |  | 10.29 | GP004261 |  |  | Gamesa | 3M | 0
GAMSA-PRT-0115 | RELAY COIL 1 CONTACT | Gamesa Wind US LLC |  |  |  | 9.42 | GP004262 |  |  | Gamesa | 3M | 0
GAMSA-PRT-0117 | CAL5-11 AUXILIARY CONTACT | Gamesa Wind US LLC |  |  |  | 11.67 | GP004844 |  |  | Gamesa | 3M | 0
GAMSA-PRT-0118 | CONTACTOR | Gamesa Wind US LLC |  |  |  | 31.88 | GP004848 |  |  | Gamesa | 3M | 0
GAMSA-PRT-0119 | CONTACTOR | Gamesa Wind US LLC |  |  |  | 28.97 | GP004849 |  |  | Gamesa | 3M | 0
GAMSA-PRT-0179 | CONTACTOR | Gamesa Wind US LLC |  |  |  | 419.1 | GP011176 |  |  | Gamesa | 3M | 0
GAMSA-PRT-0120 | THERMAL RELAY FOR YAW MOTOR | Gamesa Wind US LLC |  |  |  | 44.63 | GP004850 |  |  | Gamesa | 3M | 0
GAMSA-PRT-0121 | PLC HEADER | Gamesa Wind US LLC |  |  |  | 381.5 | GP004888 |  |  | Gamesa | 3M | 0
GAMSA-PRT-0154 | PLC HEADER | Gamesa Wind US LLC |  |  |  | 273.62 | GP007548 |  |  | Gamesa | 3M | 0
GAMSA-PRT-0122 | POWER SUPPLY FOR MODULES | Gamesa Wind US LLC |  |  |  | 29.71 | GP004889 |  |  | Gamesa | 3M | 0
GAMSA-PRT-0123 | DIGITAL OUTPUTS | Gamesa Wind US LLC |  |  |  | 276.35 | GP004890 |  |  | Gamesa | 3M | 0
GAMSA-PRT-0124 | ELECTRONIC FUSE | Gamesa Wind US LLC |  |  |  | 54.36 | GP004891 |  |  | Gamesa | 3M | 0
GAMSA-PRT-0125 | DIGITAL INPUTS | Gamesa Wind US LLC |  |  |  | 144.02 | GP004892 |  |  | Gamesa | 3M | 0
GAMSA-PRT-0126 | PULSE METER | Gamesa Wind US LLC |  |  |  | 289.45 | GP004894 |  |  | Gamesa | 3M | 0
GAMSA-PRT-0127 | TEMPERATURE READER | Gamesa Wind US LLC |  |  |  | 333.13 | GP004895 |  |  | Gamesa | 3M | 0
GAMSA-PRT-0128 | COMMUNICATIONS | Gamesa Wind US LLC |  |  |  | 378.01 | GP004896 |  |  | Gamesa | 3M | 0
GAMSA-PRT-0129 | ANALOG INPUTS | Gamesa Wind US LLC |  |  |  | 302.29 | GP004897 |  |  | Gamesa | 3M | 0
GAMSA-PRT-0130 | ANALOG OUTPUTS | Gamesa Wind US LLC |  |  |  | 304.14 | GP004898 |  |  | Gamesa | 3M | 0
GAMSA-PRT-0131 | CONVERTER | Gamesa Wind US LLC |  |  |  | 52.23 | GP004899 |  |  | Gamesa | 3M | 0
GAMSA-PRT-0132 | AUX.NC. CAL18-11 CONTACT BLOCK | Gamesa Wind US LLC |  |  |  | 13.27 | GP004914 |  |  | Gamesa | 3M | 0
GAMSA-PRT-0135 | MOXA NPORT 5230 | Gamesa Wind US LLC |  |  |  | 346.62 | GP005551 |  |  | Gamesa | 3M | 0
GAMSA-PRT-0136 | REMOTE CONTROL CABLE | Gamesa Wind US LLC |  |  |  | 41.78 | GP005556 |  |  | Gamesa | 3M | 0
GAMSA-PRT-0137 | LIGHTNING TRANSMISSION SYSTEM ARC RECEIVER | Gamesa Wind US LLC |  |  |  | 32.4 | GP005701 |  |  | Gamesa | 3M | 0
GAMSA-PRT-0138 | LIGHTNING TRANSMISSION SYSTEM | Gamesa Wind US LLC |  |  |  | 231.99 | GP005702 |  |  | Gamesa | 3M | 0
GAMSA-PRT-0139 | PIPE 2 L=290MM | Gamesa Wind US LLC |  |  |  | 33 | GP005735 |  |  | Gamesa | 3M | 0
GAMSA-PRT-0140 | PIPE 3 L=435 MM | Gamesa Wind US LLC |  |  |  | 35.66 | GP005736 |  |  | Gamesa | 3M | 0
GAMSA-PRT-0141 | TUBE 5 L=1660 MM | Gamesa Wind US LLC |  |  |  | 57.92 | GP005738 |  |  | Gamesa | 3M | 0
GAMSA-PRT-0142 | BRAKE PAD | Gamesa Wind US LLC |  |  |  | 119.2 | GP005798 |  |  | Gamesa | 3M | 0
GAMSA-PRT-0143 | MOTOR 1.5KW | Gamesa Wind US LLC |  |  |  | 337.57 | GP005890 |  |  | Gamesa | 3M | 0
GAMSA-PRT-0144 | OFFLINE FILTER | Gamesa Wind US LLC |  |  |  | 3654.42 | GP006039 |  |  | Gamesa | 3M | 0
GAMSA-PRT-0145 | TEMPERATURE MULTIPLEXER CARD AK9984 | Gamesa Wind US LLC |  |  |  | 858.51 | GP006667 |  |  | Gamesa | 3M | 0
GAMSA-PRT-0146 | RCBO 20A 300mA 400V F503K20\0.3 | Gamesa Wind US LLC |  |  |  | 721.18 | GP007346 |  |  | Gamesa | 3M | 0
GAMSA-PRT-0147 | BATTERY CHARGER 24DC-20 | Gamesa Wind US LLC |  |  |  | 407.51 | GP007357 |  |  | Gamesa | 3M | 0
GAMSA-PRT-0148 | 2P C25 S202M CIRCUIT BREAKER ABB | Gamesa Wind US LLC |  |  |  | 38.02 | GP007359 |  |  | Gamesa | 3M | 0
GAMSA-PRT-0149 | SHELL GADUS S5 T460 1.5 (OLD STAMINA HDS | Gamesa Wind US LLC |  |  |  | 128.84 | GP007373 |  |  | Gamesa | 3M | 0
GAMSA-PRT-0151 | RELAY COIL 4 CONTACTS | Gamesa Wind US LLC |  |  |  | 33.14 | GP007544 |  |  | Gamesa | 3M | 0
GAMSA-PRT-0152 | SWITCHED RELAY BASE 4 CONTACTS | Gamesa Wind US LLC |  |  |  | 46.87 | GP007545 |  |  | Gamesa | 3M | 0
GAMSA-PRT-0153 | MODULE TWO DIGITAL INPUTS | Gamesa Wind US LLC |  |  |  | 41.23 | GP007546 |  |  | Gamesa | 3M | 0
GAMSA-PRT-0155 | ADJUSTABLE THERMOSTAT DIN 1 NC CONTACT S | Gamesa Wind US LLC |  |  |  | 35.62 | GP007571 |  |  | Gamesa | 3M | 0
GAMSA-PRT-0156 | INLINE CONTROLLER | Gamesa Wind US LLC |  |  |  | 896.27 | GP007638 |  |  | Gamesa | 3M | 0
GAMSA-PRT-0157 | NETWORK ANALYZER | Gamesa Wind US LLC |  |  |  | 780.42 | GP007671 |  |  | Gamesa | 3M | 0
GAMSA-PRT-0158 | protector sobreTENS.es VAL-MS 230 IT ST | Gamesa Wind US LLC |  |  |  | 70.76 | GP007674 |  |  | Gamesa | 3M | 0
GAMSA-PRT-0159 | RELAY BASE 1 CONTACT | Gamesa Wind US LLC |  |  |  | 10.57 | GP007684 |  |  | Gamesa | 3M | 0
GAMSA-PRT-0160 | O-RING | Gamesa Wind US LLC |  |  |  | 1.26 | GP007750 |  |  | Gamesa | 3M | 0
GAMSA-PRT-0161 | Higrostato 5A | Gamesa Wind US LLC |  |  |  | 160.1 | GP007878 |  |  | Gamesa | 3M | 0
GAMSA-PRT-0162 | 1KOHM RESISTOR | Gamesa Wind US LLC |  |  |  | 0.22 | GP007883 |  |  | Gamesa | 3M | 0
GAMSA-PRT-0163 | AUXILIARY CONTACT 1 NO KCB10 ABB | Gamesa Wind US LLC |  |  |  | 7.76 | GP007964 |  |  | Gamesa | 3M | 0
GAMSA-PRT-0164 | CIRCUIT BREAKER | Gamesa Wind US LLC |  |  |  | 6.48 | GP008582 |  |  | Gamesa | 3M | 0
GAMSA-PRT-0165 | RELAY 3 CONTACTS | Gamesa Wind US LLC |  |  |  | 38.35 | GP008616 |  |  | Gamesa | 3M | 0
GAMSA-PRT-0166 | RELAY BASE 3 CONTACTS | Gamesa Wind US LLC |  |  |  | 29.97 | GP008617 |  |  | Gamesa | 3M | 0
GAMSA-PRT-0167 | TIMER | Gamesa Wind US LLC |  |  |  | 41.01 | GP008618 |  |  | Gamesa | 3M | 0
GAMSA-PRT-0168 | actuator for fluxgate Belimo NM230 | Gamesa Wind US LLC |  |  |  | 231.65 | GP008625 |  |  | Gamesa | 3M | 0
GAMSA-PRT-0169 | CABLE WS307 G8x | Gamesa Wind US LLC |  |  |  | 53.75 | GP008642 |  |  | Gamesa | 3M | 0
GAMSA-PRT-0170 | MOTOR 2.2KW | Gamesa Wind US LLC |  |  |  | 897.29 | GP008834 |  |  | Gamesa | 3M | 0
GAMSA-PRT-0171 | COVER FOR PLATFORM HOLE FOR CABLES | Gamesa Wind US LLC |  |  |  | 31.44 | GP008972 |  |  | Gamesa | 3M | 0
GAMSA-PRT-0172 | VENTILATION DAMPER ACTUATOR | Gamesa Wind US LLC |  |  |  | 365.44 | GP009355 |  |  | Gamesa | 3M | 0
GAMSA-PRT-0173 | CPU PhC RFC DUAL FAN | Gamesa Wind US LLC |  |  |  | 314.66 | GP009823 |  |  | Gamesa | 3M | 0
GAMSA-PRT-0174 | DRIVE PUMP FOR GREASING UNIT | Gamesa Wind US LLC |  |  |  | 3474.46 | GP009843 |  |  | Gamesa | 3M | 0
GAMSA-PRT-0175 | PLC-BSC-230UC 21-21 PHOENIX CONTACT | Gamesa Wind US LLC |  |  |  | 16.18 | GP010565 |  |  | Gamesa | 3M | 0
GAMSA-PRT-0177 | POWER SUPPLY SYSTEM | Gamesa Wind US LLC |  |  |  | 1416.53 | GP010672 |  |  | Gamesa | 3M | 0
GAMSA-PRT-0178 | S2C-H6R AUXILIARY CONTACT | Gamesa Wind US LLC |  |  |  | 27.29 | GP011149 |  |  | Gamesa | 3M | 0
GAMSA-PRT-0180 | CONTACT BLOCK T-MAX ABB.Q.0203 | Gamesa Wind US LLC |  |  |  | 45.43 | GP011374 |  |  | Gamesa | 3M | 0
GAMSA-PRT-0181 | VT.M.TRAFO G80 NICOT.DDM133-126 7725FO1F | Gamesa Wind US LLC |  |  |  | 2005.72 | GP011546 |  |  | Gamesa | 3M | 0
GAMSA-PRT-0182 | N.D.E. GREASER HOSE | Gamesa Wind US LLC |  |  |  | 222.7 | GP011619 |  |  | Gamesa | 3M | 0
GAMSA-PRT-0183 | TEMP.sensor Stego ZR011 01172.0-00 | Gamesa Wind US LLC |  |  |  | 67.51 | GP011664 |  |  | Gamesa | 3M | 0
GAMSA-PRT-0184 | COOLING FILTER | Gamesa Wind US LLC |  |  |  | 14.81 | GP011665 |  |  | Gamesa | 3M | 0
GAMSA-PRT-0185 | CABINET HETING STEGO HGK 047 230V 30W | Gamesa Wind US LLC |  |  |  | 62.76 | GP011668 |  |  | Gamesa | 3M | 0
GAMSA-PRT-0186 | UNINTERRUPTED POWER SUPPLY | Gamesa Wind US LLC |  |  |  | 2384.51 | GP011681 |  |  | Gamesa | 3M | 0
GAMSA-PRT-0187 | ELECTRONIC 2X18W 120-230V 50-60HZ LIGHT | Gamesa Wind US LLC |  |  |  | 186.02 | GP011692 |  |  | Gamesa | 3M | 0
GAMSA-PRT-0188 | GRILLE AND FILTER IP-55 (FF20E) | Gamesa Wind US LLC |  |  |  | 61.24 | GP011775 |  |  | Gamesa | 3M | 0
GAMSA-PRT-0189 | PT100 INSULATED BEARING | Gamesa Wind US LLC |  |  |  | 140.7 | GP011980 |  |  | Gamesa | 3M | 0
GAMSA-PRT-0190 | PT100 SENSOR, RINGS | Gamesa Wind US LLC |  |  |  | 206.7 | GP011982 |  |  | Gamesa | 3M | 0
GAMSA-PRT-0191 | BEARING LA-LOA GEN.CR20 CANT(R9D2340P05) | Gamesa Wind US LLC |  |  |  | 881.3 | GP011987 |  |  | Gamesa | 3M | 0
GAMSA-PRT-0192 | LONG ARRESTER | Gamesa Wind US LLC |  |  |  | 214.83 | GP012189 |  |  | Gamesa | 3M | 0
GAMSA-PRT-0193 | ROTOR LOCK SYSTEM | Gamesa Wind US LLC |  |  |  | 722.58 | GP012190 |  |  | Gamesa | 3M | 0
GAMSA-PRT-0194 | LIGHTING ASSY. WITH EMERGENCY KIT | Gamesa Wind US LLC |  |  |  | 180.96 | GP012279 |  |  | Gamesa | 3M | 0
GAMSA-PRT-0195 | FUSE CARTRIDGE 22X58 690Vca CON INDIC. ( | Gamesa Wind US LLC |  |  |  | 10.54 | GP012852 |  |  | Gamesa | 3M | 0
GAMSA-PRT-0196 | SHELL TELLUS S2 V 32 (old named T32) | Gamesa Wind US LLC |  |  |  | 3.91 | GP012886 |  |  | Gamesa | 3M | 0
GAMSA-PRT-0197 | Rele Rockwell 700-HB33A24-3-4L | Gamesa Wind US LLC |  |  |  | 46.59 | GP013110 |  |  | Gamesa | 3M | 0
GAMSA-PRT-0198 | MAGNETOTERMIC ABB S203D1 | Gamesa Wind US LLC |  |  |  | 127.42 | GP013982 |  |  | Gamesa | 3M | 0
GAMSA-PRT-0199 | MAGNETOTERMIC ABB S203D8 | Gamesa Wind US LLC |  |  |  | 127.42 | GP013983 |  |  | Gamesa | 3M | 0
GAMSA-PRT-0200 | 20-25A MS325 MOTOR PROT. CIRCUIT BREAKER | Gamesa Wind US LLC |  |  |  | 341.06 | GP015709 |  |  | Gamesa | 3M | 0
GAMSA-PRT-0202 | 1\4 TURN LOCK SPRING (L-SHAPED BRACKET) | Gamesa Wind US LLC |  |  |  | 5.57 | GP017366 |  |  | Gamesa | 3M | 0
GAMSA-PRT-0203 | ROTATING JOINT ADAPTER CHANN. P O-RING | Gamesa Wind US LLC |  |  |  | 4.12 | GP017648 |  |  | Gamesa | 3M | 0
GAMSA-PRT-0204 | ROTATING JOINT ADAPTER CHANN. T O-RING | Gamesa Wind US LLC |  |  |  | 0.15 | GP017649 |  |  | Gamesa | 3M | 0
GAMSA-PRT-0205 | ROTATING JOINT ADAPTER CHANN. D O-RING | Gamesa Wind US LLC |  |  |  | 0.11 | GP017650 |  |  | Gamesa | 3M | 0
GAMSA-PRT-0206 | 2P C16 S202M CIRCUIT BREAKER ABB | Gamesa Wind US LLC |  |  |  | 58.31 | GP018348 |  |  | Gamesa | 3M | 0
GAMSA-PRT-0207 | GENERIC SPIN-ON FILTER GEARBOX | Gamesa Wind US LLC |  |  |  | 146.73 | GP018876 |  |  | Gamesa | 3M | 0
GAMSA-PRT-0208 | VARISTOR 600Vac 15kA | Gamesa Wind US LLC |  |  |  | 497.1 | GP019457 |  |  | Gamesa | 3M | 0
GAMSA-PRT-0209 | FLASH CPU PLC PHOENIX CONTACT (ACC0013) | Gamesa Wind US LLC |  |  |  | 566.89 | GP019520 |  |  | Gamesa | 3M | 0
GAMSA-PRT-0210 | O-RING 43X50X3.5 | Gamesa Wind US LLC |  |  |  | 3.32 | GP020976 |  |  | Gamesa | 3M | 0
GAMSA-PRT-0211 | HYDRAULIC CYLINDER | Gamesa Wind US LLC |  |  |  | 8644.08 | GP020978 |  |  | Gamesa | 3M | 0
GAMSA-PRT-0212 | CABLE INTERFACE | Gamesa Wind US LLC |  |  |  | 47.94 | GP021321 |  |  | Gamesa | 3M | 0
GAMSA-PRT-0213 | FUSE 2A | Gamesa Wind US LLC |  |  |  | 12.73 | GP023554 |  |  | Gamesa | 3M | 0
GAMSA-PRT-0214 | 47R 500W 5% POWER RESISTOR | Gamesa Wind US LLC |  |  |  | 102.5 | GP023855 |  |  | Gamesa | 3M | 0
GAMSA-PRT-0215 | SAFETY SWITCH 1NC+1NA 440P (ROK.S.0001) | Gamesa Wind US LLC |  |  |  | 35 | GP023862 |  |  | Gamesa | 3M | 0
GAMSA-PRT-0216 | 24/230V CA/CC 2CM TIMER | Gamesa Wind US LLC |  |  |  | 140 | GP023865 |  |  | Gamesa | 3M | 0
GAMSA-PRT-0217 | LEM 2MW SERIE3 2000A-500MA LF2005-S-SP33 | Gamesa Wind US LLC |  |  |  | 420 | GP023866 |  |  | Gamesa | 3M | 0
GAMSA-PRT-0218 | BUS DAMPER | Gamesa Wind US LLC |  |  |  | 12.66 | GP023867 |  |  | Gamesa | 3M | 0
GAMSA-PRT-0219 | 1350V 6600uF K 85&#186;C CAPACITOR | Gamesa Wind US LLC |  |  |  | 2590 | GP023871 |  |  | Gamesa | 3M | 0
GAMSA-PRT-0220 | AK9762 MODULE (IGBT + TRIGGER AK9761 ) | Gamesa Wind US LLC |  |  |  | 1969.59 | GP023877 |  |  | Gamesa | 3M | 0
GAMSA-PRT-0221 | MOD. VIII TEAM AK9495 CPU+ AK9496+AK9731 | Gamesa Wind US LLC |  |  |  | 8895.36 | GP023878 |  |  | Gamesa | 3M | 0
GAMSA-PRT-0222 | 740A 1800V THYRISTOR | Gamesa Wind US LLC |  |  |  | 416.7 | GP023881 |  |  | Gamesa | 3M | 0
GAMSA-PRT-0223 | DIODE EUPEC 540A 2700V DD540N22K | Gamesa Wind US LLC |  |  |  | 457.5 | GP023882 |  |  | Gamesa | 3M | 0
GAMSA-PRT-0224 | 125A\1A 10VA cl 0.2 TRANSFORMER | Gamesa Wind US LLC |  |  |  | 137.41 | GP023884 |  |  | Gamesa | 3M | 0
GAMSA-PRT-0225 | TRANSFORMER 2500A 1A 12VA cl 0,2 | Gamesa Wind US LLC |  |  |  | 267.5 | GP023885 |  |  | Gamesa | 3M | 0
GAMSA-PRT-0226 | 50W 28V POWER SUPPLY | Gamesa Wind US LLC |  |  |  | 138.03 | GP023893 |  |  | Gamesa | 3M | 0
GAMSA-PRT-0227 | POWER SUPPLY ALLEN B 230-115-24V XL120D | Gamesa Wind US LLC |  |  |  | 272.99 | GP023894 |  |  | Gamesa | 3M | 0
GAMSA-PRT-0228 | EXTENDER SHAFT ABB 500MM 1SCA022056R6030 | Gamesa Wind US LLC |  |  |  | 10.09 | GP023896 |  |  | Gamesa | 3M | 0
GAMSA-PRT-0229 | AUXILIARY CONTACT SIDE 1NO | Gamesa Wind US LLC |  |  |  | 53.44 | GP023897 |  |  | Gamesa | 3M | 0
GAMSA-PRT-0230 | 400V 200A 3P SWITCH DISCONNECTOR | Gamesa Wind US LLC |  |  |  | 213.72 | GP023898 |  |  | Gamesa | 3M | 0
GAMSA-PRT-0231 | 400V 24A 230V 4P CONTACTOR | Gamesa Wind US LLC |  |  |  | 80 | GP023909 |  |  | Gamesa | 3M | 0
GAMSA-PRT-0232 | FRONT AUXILIARY CONTACT 4NC | Gamesa Wind US LLC |  |  |  | 25.91 | GP023911 |  |  | Gamesa | 3M | 0
GAMSA-PRT-0233 | BOTTOM AUXILIARY CONTACT 1NO | Gamesa Wind US LLC |  |  |  | 51.83 | GP023914 |  |  | Gamesa | 3M | 0
GAMSA-PRT-0234 | 2P D6 S202-D CIRCUIT BREAKER ABB | Gamesa Wind US LLC |  |  |  | 66.25 | GP023916 |  |  | Gamesa | 3M | 0
GAMSA-PRT-0235 | 2P D4 S202M CIRCUIT BREAKER ABB | Gamesa Wind US LLC |  |  |  | 83.21 | GP023917 |  |  | Gamesa | 3M | 0
GAMSA-PRT-0236 | 2P D2 S202-D CIRCUIT BREAKER ABB | Gamesa Wind US LLC |  |  |  | 83.21 | GP023918 |  |  | Gamesa | 3M | 0
GAMSA-PRT-0237 | 2P C6 S202-C CIRCUIT BREAKER ABB | Gamesa Wind US LLC |  |  |  | 26.35 | GP023919 |  |  | Gamesa | 3M | 0
GAMSA-PRT-0238 | 2P C2 S202-C CIRCUIT BREAKER ABB | Gamesa Wind US LLC |  |  |  | 58.88 | GP023920 |  |  | Gamesa | 3M | 0
GAMSA-PRT-0239 | S202 P-D8 15KA CIRCUIT BREAKER ABB | Gamesa Wind US LLC |  |  |  | 124.83 | GP024561 |  |  | Gamesa | 3M | 0
GAMSA-PRT-0240 | TRAFO FAN MOTOR G8X NICOTRA 90W DDM 1F2P | Gamesa Wind US LLC |  |  |  | 777.83 | GP026310 |  |  | Gamesa | 3M | 0
GAMSA-PRT-0241 | RING MOTOR FAN | Gamesa Wind US LLC |  |  |  | 1579.05 | GP027279 |  |  | Gamesa | 3M | 0
GAMSA-PRT-0242 | PT-100 TYPE S-NWTh | Gamesa Wind US LLC |  |  |  | 59.21 | GP028186 |  |  | Gamesa | 3M | 0
GAMSA-PRT-0244 | INTERFACE CARD CABLE (223379). CON. DB9 | Gamesa Wind US LLC |  |  |  | 103.33 | GP032428 |  |  | Gamesa | 3M | 0
GAMSA-PRT-0245 | EARTHING BULLIT TRAFO G8X DIAMETER 25mm | Gamesa Wind US LLC |  |  |  | 166.11 | GP032525 |  |  | Gamesa | 3M | 0
GAMSA-PRT-0246 | ENCODER | Gamesa Wind US LLC |  |  |  | 264.89 | GP035972 |  |  | Gamesa | 3M | 0
GAMSA-PRT-0275 | ENCODER | Gamesa Wind US LLC |  |  |  | 1600.2 | GP067034 |  |  | Gamesa | 3M | 0
GAMSA-PRT-0247 | SMOKE SENSOR TESTING GAS BOTTLE | Gamesa Wind US LLC |  |  |  | 40.17 | GP036343 |  |  | Gamesa | 3M | 0
GAMSA-PRT-0249 | SMOKE DETECTOR NOTIFIER SD851E | Gamesa Wind US LLC |  |  |  | 69.48 | GP037874 |  |  | Gamesa | 3M | 0
GAMSA-PRT-0250 | RECEPTABLE BOX AND COVER US 125V 2P 3C | Gamesa Wind US LLC |  |  |  | 21.76 | GP040025 |  |  | Gamesa | 3M | 0
GAMSA-PRT-0251 | IGBT MODULE 600A 1700V (FZ600R17KE3) | Gamesa Wind US LLC |  |  |  | 347.5 | GP040684 |  |  | Gamesa | 3M | 0
GAMSA-PRT-0252 | DIODE 600A 1700V (BYM600A170DN2) | Gamesa Wind US LLC |  |  |  | 140 | GP040686 |  |  | Gamesa | 3M | 0
GAMSA-PRT-0253 | HEATER+FAN 600W 220Vca (IRA.B.0009) | Gamesa Wind US LLC |  |  |  | 238.5 | GP040687 |  |  | Gamesa | 3M | 0
GAMSA-PRT-0254 | CONTACTOR 3P50A CAPAC.CONN.1SBL351024R80 | Gamesa Wind US LLC |  |  |  | 507.5 | GP040689 |  |  | Gamesa | 3M | 0
GAMSA-PRT-0255 | AUXILIAR CONTACT BLOCK T-MAX(ABB.Q.0251) | Gamesa Wind US LLC |  |  |  | 60.47 | GP040690 |  |  | Gamesa | 3M | 0
GAMSA-PRT-0256 | CARD | Gamesa Wind US LLC |  |  |  | 45.71 | GP041335 |  |  | Gamesa | 3M | 0
GAMSA-PRT-0257 | FRAME TOUCH SCREEN ADAPTER | Gamesa Wind US LLC |  |  |  | 134.46 | GP041337 |  |  | Gamesa | 3M | 0
GAMSA-PRT-0258 | Receptable box and cover US 125V 2P 3C + | Gamesa Wind US LLC |  |  |  | 38.98 | GP044366 |  |  | Gamesa | 3M | 0
GAMSA-PRT-0259 | HEAT RUG L=600 | Gamesa Wind US LLC |  |  |  | 344.65 | GP044520 |  |  | Gamesa | 3M | 0
GAMSA-PRT-0260 | FUSE 120KA | Gamesa Wind US LLC |  |  |  | 1.22 | GP046882 |  |  | Gamesa | 3M | 0
GAMSA-PRT-0261 | FUSE 1A | Gamesa Wind US LLC |  |  |  | 3.16 | GP046883 |  |  | Gamesa | 3M | 0
GAMSA-PRT-0262 | TRANSFOR.ROQMO 123922 50/60Hz 48V 25VA | Gamesa Wind US LLC |  |  |  | 353.63 | GP047062 |  |  | Gamesa | 3M | 0
GAMSA-PRT-0263 | CONTACTOR K1 TELMECANIQUE LC1K1210E7 | Gamesa Wind US LLC |  |  |  | 62.4 | GP047064 |  |  | Gamesa | 3M | 0
GAMSA-PRT-0264 | KTR COUPLING RADEX 165 NANA 4-link 60Hz | Gamesa Wind US LLC |  |  |  | 7236.23 | GP049320 |  |  | Gamesa | 3M | 0
GAMSA-PRT-0265 | 2P D10 S202 CIRCUIT BREAKER ABB | Gamesa Wind US LLC |  |  |  | 47.36 | GP050097 |  |  | Gamesa | 3M | 0
GAMSA-PRT-0266 | O-RING OR 164,69 x 3,53 FPM70 | Gamesa Wind US LLC |  |  |  | 11.05 | GP050574 |  |  | Gamesa | 3M | 0
GAMSA-PRT-0267 | VARISTOR 250VA VAI.V.0001 | Gamesa Wind US LLC |  |  |  | 160.41 | GP051135 |  |  | Gamesa | 3M | 0
GAMSA-PRT-0268 | RESISTENCIA STEGO CS130 1200W 13060.0-01 | Gamesa Wind US LLC |  |  |  | 405.52 | GP055753 |  |  | Gamesa | 3M | 0
GAMSA-PRT-0269 | ACTUATOR FOR GUIDELINE BASE ABK201-812U | Gamesa Wind US LLC |  |  |  | 21.38 | GP056698 |  |  | Gamesa | 3M | 0
GAMSA-PRT-0270 | GENE.GEAR.SYNT.OIL(PAO) (ISO VG 320) | Gamesa Wind US LLC |  |  |  | 2739.25 | GP061950 |  |  | Gamesa | 3M | 0
GAMSA-PRT-0271 | RINGS GROUP GENERATOR CR20 | Gamesa Wind US LLC |  |  |  | 6020.84 | GP062214 |  |  | Gamesa | 3M | 0
GAMSA-PRT-0272 | TOUCH SCREEN TEE XBTGT2220 4k COLOURS | Gamesa Wind US LLC |  |  |  | 1145.03 | GP062661 |  |  | Gamesa | 3M | 0
GAMSA-PRT-0273 | ZEROMAX HSS COUPLING SLEEVEFIX+LIMITER 6 | Gamesa Wind US LLC |  |  |  | 6227.4 | GP064008 |  |  | Gamesa | 3M | 0
GAMSA-PRT-0274 | SWITCH WITH KEY SECURITY | Gamesa Wind US LLC |  |  |  | 400.49 | GP065867 |  |  | Gamesa | 3M | 0
GAMSA-PRT-0276 | RELAY PLC-RSP-24DC/21-21AU | Gamesa Wind US LLC |  |  |  | 34.9 | GP069780 |  |  | Gamesa | 3M | 0
GAMSA-PRT-0277 | RELAY PLC-RSC-24DC 21(2966171) | Gamesa Wind US LLC |  |  |  | 19.73 | GP073806 |  |  | Gamesa | 3M | 0
GAMSA-PRT-0278 | DOUBLE BRUSH HOLDER DOUBLE ARM 4x40x20 | Gamesa Wind US LLC |  |  |  | 446.67 | GP074871 |  |  | Gamesa | 3M | 0
GAMSA-PRT-0279 | DOUBLE BRUSH HOLDER SINGLE ARM 2x40x20 | Gamesa Wind US LLC |  |  |  | 596.71 | GP074872 |  |  | Gamesa | 3M | 0
GAMSA-PRT-0280 | IB IL 24 D0 32\HDPAC | Gamesa Wind US LLC |  |  |  | 540.13 | GP075083 |  |  | Gamesa | 3M | 0
GAMSA-PRT-0281 | IBS RBC/SUB D9/IB IL SCN-6 1M | Gamesa Wind US LLC |  |  |  | 115.61 | GP075099 |  |  | Gamesa | 3M | 0
GAMSA-PRT-0282 | CARD AK9800 | Gamesa Wind US LLC |  |  |  | 9376.74 | GP081110 |  |  | Gamesa | 3M | 0
GAMSA-PRT-0283 | IB IL PD GND-PAC | Gamesa Wind US LLC |  |  |  | 61.9 | GP082781 |  |  | Gamesa | 3M | 0
GAMSA-PRT-0284 | IB IL AI 4\EF-PAC | Gamesa Wind US LLC |  |  |  | 1038.69 | GP082782 |  |  | Gamesa | 3M | 0
GAMSA-PRT-0285 | IB IL TEMP 4\8 RTD\EF-PAC | Gamesa Wind US LLC |  |  |  | 1271.2 | GP082783 |  |  | Gamesa | 3M | 0
GAMSA-PRT-0286 | FAN HEATER CS028 | Gamesa Wind US LLC |  |  |  | 165.29 | GP084039 |  |  | Gamesa | 3M | 0
GAMSA-PRT-0287 | 2P OVERVOLTAGE PROTECT RELAY WITH SIGNAL | Gamesa Wind US LLC |  |  |  | 230 | GP086386 |  |  | Gamesa | 3M | 0
GAMSA-PRT-0288 | RELAY KR330 RELECO | Gamesa Wind US LLC |  |  |  | 99.11 | GP088288 |  |  | Gamesa | 3M | 0
GAMSA-PRT-0289 | 1 CSL028 STEGO FAN HEATER 250W | Gamesa Wind US LLC |  |  |  | 254.05 | GP088470 |  |  | Gamesa | 3M | 0
GAMSA-PRT-0290 | TEAM AS3165 CCU (AS3160 + AS2601) MODULE | Gamesa Wind US LLC |  |  |  | 7361.05 | GP089477 |  |  | Gamesa | 3M | 0
GAMSA-PRT-0291 | RESIST SILIC TUB. BOBIN. 100K? 130W | Gamesa Wind US LLC |  |  |  | 47.5 | GP090868 |  |  | Gamesa | 3M | 0
GAMSA-PRT-0292 | POWER RESISTOR 33R 600W 10% | Gamesa Wind US LLC |  |  |  | 105 | GP091014 |  |  | Gamesa | 3M | 0
GAMSA-PRT-0293 | R1 800W 10% POWER RESISTOR | Gamesa Wind US LLC |  |  |  | 195 | GP091016 |  |  | Gamesa | 3M | 0
GAMSA-PRT-0294 | 320V 2,5 mm2 12A TO 5 F RAIL TERMINAL | Gamesa Wind US LLC |  |  |  | 7.28 | GP091020 |  |  | Gamesa | 3M | 0
GAMSA-PRT-0295 | OVERVOLTAGE PROTECTOR 3+0 40KA ISK 22987 | Gamesa Wind US LLC |  |  |  | 322.5 | GP091029 |  |  | Gamesa | 3M | 0
GAMSA-PRT-0296 | 690V 260A 220V 3P 1NO+1NC CONTACTOR | Gamesa Wind US LLC |  |  |  | 1009.57 | GP091030 |  |  | Gamesa | 3M | 0
GAMSA-PRT-0297 | 690V 3P TERMINAL COVER | Gamesa Wind US LLC |  |  |  | 27.87 | GP091031 |  |  | Gamesa | 3M | 0
GAMSA-PRT-0298 | 1F 690/220V 7kVA TRANSFORMER | Gamesa Wind US LLC |  |  |  | 1805 | GP091034 |  |  | Gamesa | 3M | 0
GAMSA-PRT-0299 | FAN FILTER FS165R35 RAL 7035 | Gamesa Wind US LLC |  |  |  | 157.98 | GP091035 |  |  | Gamesa | 3M | 0
GAMSA-PRT-0300 | DRIVERS SIMPLE CARD | Gamesa Wind US LLC |  |  |  | 1275 | GP091144 |  |  | Gamesa | 3M | 0
GAMSA-PRT-0301 | DRIVERS DOUBLE CARD | Gamesa Wind US LLC |  |  |  | 1820 | GP091145 |  |  | Gamesa | 3M | 0
GAMSA-PRT-0302 | 1,5 - 0,5 BAR 1NO PRESSOSTAT | Gamesa Wind US LLC |  |  |  | 111.27 | GP091161 |  |  | Gamesa | 3M | 0
GAMSA-PRT-0303 | CABLE PL 0190 IGN 03 INGETEAM | Gamesa Wind US LLC |  |  |  | 60 | GP091162 |  |  | Gamesa | 3M | 0
GAMSA-PRT-0304 | 3 WIRE PT-100 | Gamesa Wind US LLC |  |  |  | 272.5 | GP091163 |  |  | Gamesa | 3M | 0
GAMSA-PRT-0305 | 160V 1,5 mm2 8A TO 3 INS RAIL TERMINAL | Gamesa Wind US LLC |  |  |  | 6.08 | GP091180 |  |  | Gamesa | 3M | 0
GAMSA-PRT-0306 | IGBT + ADAPTER CARD AS3340-B INGETEAM | Gamesa Wind US LLC |  |  |  | 1562.5 | GP091181 |  |  | Gamesa | 3M | 0
GAMSA-PRT-0307 | FAULT DETECTER CARD RC BUS AS3335 | Gamesa Wind US LLC |  |  |  | 675 | GP091182 |  |  | Gamesa | 3M | 0
GAMSA-PRT-0308 | 100? 170W POWER RESISTOR | Gamesa Wind US LLC |  |  |  | 40 | GP091183 |  |  | Gamesa | 3M | 0
GAMSA-PRT-0309 | 1K? 170W POWER RESISTOR | Gamesa Wind US LLC |  |  |  | 31.02 | GP091184 |  |  | Gamesa | 3M | 0
GAMSA-PRT-0310 | MEASUREMENT INTERFACE CARD | Gamesa Wind US LLC |  |  |  | 252.5 | GP091185 |  |  | Gamesa | 3M | 0
GAMSA-PRT-0311 | PASSIVE CROWBAR SNUBBER MODULE | Gamesa Wind US LLC |  |  |  | 637.5 | GP091187 |  |  | Gamesa | 3M | 0
GAMSA-PRT-0312 | G9x PASSIVE CROWBAR CONTROL CARD | Gamesa Wind US LLC |  |  |  | 1025 | GP091188 |  |  | Gamesa | 3M | 0
GAMSA-PRT-0313 | INDUCTANCE 0,06mH 50Hz TRI 800A | Gamesa Wind US LLC |  |  |  | 3157.5 | GP091195 |  |  | Gamesa | 3M | 0
GAMSA-PRT-0314 | SMART CROWBAR CONTROL CARD | Gamesa Wind US LLC |  |  |  | 4100 | GP091205 |  |  | Gamesa | 3M | 0
GAMSA-PRT-0315 | AS3338 SNUBBER MODULE, SMART CROWBAR | Gamesa Wind US LLC |  |  |  | 375 | GP091208 |  |  | Gamesa | 3M | 0
GAMSA-PRT-0316 | RELAY 6A 400V 0NA0NC 1CM 24VCC | Gamesa Wind US LLC |  |  |  | 24.77 | GP091209 |  |  | Gamesa | 3M | 0
GAMSA-PRT-0317 | RELAY 10A 250V 0NA0NC 2CM EN 24VCC | Gamesa Wind US LLC |  |  |  | 14.99 | GP091210 |  |  | Gamesa | 3M | 0
GAMSA-PRT-0318 | 2 POSITIONS 1,5mm2 7A RELAY SOCKET | Gamesa Wind US LLC |  |  |  | 10.25 | GP091212 |  |  | Gamesa | 3M | 0
GAMSA-PRT-0319 | RELEASE LEVER | Gamesa Wind US LLC |  |  |  | 0.6 | GP091214 |  |  | Gamesa | 3M | 0
GAMSA-PRT-0322 | RELEASE LEVER | Gamesa Wind US LLC |  |  |  | 1.3 | GP091221 |  |  | Gamesa | 3M | 0
GAMSA-PRT-0320 | RELAY 5A 250V 0NA0NC 4CM EN 24VCC | Gamesa Wind US LLC |  |  |  | 19.35 | GP091217 |  |  | Gamesa | 3M | 0
GAMSA-PRT-0321 | 4 POSITIONS 1,5mm2 RAIL RELAY SOCKET | Gamesa Wind US LLC |  |  |  | 13.15 | GP091219 |  |  | Gamesa | 3M | 0
GAMSA-PRT-0323 | 6A 400V 1CM 230VCA RELAY | Gamesa Wind US LLC |  |  |  | 29.51 | GP091222 |  |  | Gamesa | 3M | 0
GAMSA-PRT-0324 | 120W 24V POWER SUPPLY | Gamesa Wind US LLC |  |  |  | 479.61 | GP091223 |  |  | Gamesa | 3M | 0
GAMSA-PRT-0325 | CCU INGECON WIND G9x 2,5 KHz VECT MOD | Gamesa Wind US LLC |  |  |  | 12523.63 | GP091226 |  |  | Gamesa | 3M | 0
GAMSA-PRT-0326 | H-1SC-8-TLML15-TLML9015-NA-NA-C3-1100 | Gamesa Wind US LLC |  |  |  | 44.15 | GP092845 |  |  | Gamesa | 3M | 0
GAMSA-PRT-0327 | G9X ELECTRIC ROTATING JOINT LT COBHAM | Gamesa Wind US LLC |  |  |  | 5253.59 | GP096823 |  |  | Gamesa | 3M | 0
GAMSA-PRT-0328 | MOTOPUMP B-P 60HZ 100L/MIN 3KW_PX045#4B | Gamesa Wind US LLC |  |  |  | 1661.54 | GP097008 |  |  | Gamesa | 3M | 0
GAMSA-PRT-0329 | CAPACITOR 1P 800Vac 1x33.4&#181;F 50/60Hz | Gamesa Wind US LLC |  |  |  | 150 | GP097050 |  |  | Gamesa | 3M | 0
GAMSA-PRT-0330 | TERMINAL BLOCK FOR AK9071 POWER SUPPLY | Gamesa Wind US LLC |  |  |  | 16.45 | GP097197 |  |  | Gamesa | 3M | 0
GAMSA-PRT-0331 | CABLE WS304 | Gamesa Wind US LLC |  |  |  | 246.78 | GP099734 |  |  | Gamesa | 3M | 0
GAMSA-PRT-0332 | MOTOR M2AA 132 S-2_4 50-60HZ | Gamesa Wind US LLC |  |  |  | 3679.17 | GP101805 |  |  | Gamesa | 3M | 0
GAMSA-PRT-0333 | FITTING2353-112-15-NA-NA-NA-L-C3-N | Gamesa Wind US LLC |  |  |  | 6.39 | GP107541 |  |  | Gamesa | 3M | 0
GAMSA-PRT-0334 | YAW RING GEAR SECTOR G9X | Gamesa Wind US LLC |  |  |  | 2962.45 | GP108505 |  |  | Gamesa | 3M | 0
GAMSA-PRT-0335 | 6 MONTHS MAINTENANCE KIT G8X DTC CANT | Gamesa Wind US LLC |  |  |  | 2226.39 | GP108765 |  |  | Gamesa | 3M | 0
GAMSA-PRT-0336 | 12 MONTHS MAINTENANCE KIT G8X DTC CANT | Gamesa Wind US LLC |  |  |  | 4822.94 | GP108772 |  |  | Gamesa | 3M | 0
GAMSA-PRT-0337 | BAR BRIDGE SHORT HI-T20 1196MM T. | Gamesa Wind US LLC |  |  |  | 262.15 | GP112093 |  |  | Gamesa | 3M | 0
GAMSA-PRT-0338 | BAR BRIDGE LONG HI-T20 1592mm T. | Gamesa Wind US LLC |  |  |  | 505.58 | GP112095 |  |  | Gamesa | 3M | 0
GAMSA-PRT-0339 | NEUTRAL BAR 2350KVA 20KV (HI-T20) | Gamesa Wind US LLC |  |  |  | 1050 | GP112098 |  |  | Gamesa | 3M | 0
GAMSA-PRT-0340 | KIT INGETEAM UPS BYPASS V3-V3.1 | Gamesa Wind US LLC |  |  |  | 212.5 | GP114702 |  |  | Gamesa | 3M | 0
GAMSA-PRT-0341 | FG008 BREAKER | Gamesa Wind US LLC |  |  |  | 6626.93 | GP115138 |  |  | Gamesa | 3M | 0
GAMSA-PRT-0343 | BONFIGLIOLI YAW GEARBOX G9X C4H | Gamesa Wind US LLC |  |  |  | 8247.54 | GP118569 |  |  | Gamesa | 3M | 0
GAMSA-PRT-0344 | SPRING LOAD GEAR MOTOR 220V 180VA(48212) | Gamesa Wind US LLC |  |  |  | 624.49 | GP118670 |  |  | Gamesa | 3M | 0
GAMSA-PRT-0345 | UNDERVOLTAGE COIL 200_250 AC (47383) | Gamesa Wind US LLC |  |  |  | 130.61 | GP118671 |  |  | Gamesa | 3M | 0
GAMSA-PRT-0346 | CLOSING COIL 200_250 AC (47353) | Gamesa Wind US LLC |  |  |  | 122.45 | GP118693 |  |  | Gamesa | 3M | 0
GAMSA-PRT-0347 | OPENING COIL 200_250 AC (47363) | Gamesa Wind US LLC |  |  |  | 122.45 | GP118694 |  |  | Gamesa | 3M | 0
GAMSA-PRT-0348 | T-ADAPTER FOR BUS BAR LA9F2100 SCHNEIDER | Gamesa Wind US LLC |  |  |  | 230 | GP119033 |  |  | Gamesa | 3M | 0
GAMSA-PRT-0349 | OVERVOLTAGE PROTECT 690VAC 1+1 25ka ISK | Gamesa Wind US LLC |  |  |  | 162.5 | GP119035 |  |  | Gamesa | 3M | 0
GAMSA-PRT-0350 | OVERVOLTAGE PROTECT 690VAC 2+0 50KA ISK | Gamesa Wind US LLC |  |  |  | 330 | GP119039 |  |  | Gamesa | 3M | 0
GAMSA-PRT-0351 | MONITORER FUSES SOCKET RAIL DIN T236825A | Gamesa Wind US LLC |  |  |  | 230 | GP119048 |  |  | Gamesa | 3M | 0
GAMSA-PRT-0352 | RESISTOR 0.75-1R 36-48UH | Gamesa Wind US LLC |  |  |  | 134.15 | GP119058 |  |  | Gamesa | 3M | 0
GAMSA-PRT-0353 | CROSS BAR 10P OMRON P2RVM-100R | Gamesa Wind US LLC |  |  |  | 10 | GP119059 |  |  | Gamesa | 3M | 0
GAMSA-PRT-0354 | ABB YAW MOTOR G9X 60HZ C4H | Gamesa Wind US LLC |  |  |  | 1310.82 | GP119763 |  |  | Gamesa | 3M | 0
GAMSA-PRT-0355 | CABLE CFF CORNINGFLAT ST\ST 62.5\125 4m | Gamesa Wind US LLC |  |  |  | 80 | GP119766 |  |  | Gamesa | 3M | 0
GAMSA-PRT-0356 | LAMBDA SUPPLY + AGONIA CABLE | Gamesa Wind US LLC |  |  |  | 4872.78 | GP120833 |  |  | Gamesa | 3M | 0
GAMSA-PRT-0357 | SF YAW CONTROL UNIT G9X | Gamesa Wind US LLC |  |  |  | 2962.14 | GP120900 |  |  | Gamesa | 3M | 0
GAMSA-PRT-0358 | HYDRAULIC GROUP MOTOR G8X | Gamesa Wind US LLC |  |  |  | 4132.3 | GP122842 |  |  | Gamesa | 3M | 0
GAMSA-PRT-0359 | VISUAL LEVEL LM127 (LENGTH=5 INCHS) | Gamesa Wind US LLC |  |  |  | 37.2 | GP123643 |  |  | Gamesa | 3M | 0
GAMSA-PRT-0360 | LOAD CHAIN LUBRICANT - ER1BS1951 | Gamesa Wind US LLC |  |  |  | 187.32 | GP124066 |  |  | Gamesa | 3M | 0
GAMSA-PRT-0361 | FAN AX 230V CA 17W IP54 RAL7035 | Gamesa Wind US LLC |  |  |  | 77.5 | GP133545 |  |  | Gamesa | 3M | 0
GAMSA-PRT-0362 | THERMOSTAT 90&#186;C 10A, 331-528 RS | Gamesa Wind US LLC |  |  |  | 15 | GP134146 |  |  | Gamesa | 3M | 0
GAMSA-PRT-0363 | MAINFOLD CYLINDER BLOCK G9X | Gamesa Wind US LLC |  |  |  | 7102.5 | GP137529 |  |  | Gamesa | 3M | 0
GAMSA-PRT-0364 | GENERIC MOTOR 2870rpm 1,5Kw 2A 690V 50Hz | Gamesa Wind US LLC |  |  |  | 348.51 | GP138959 |  |  | Gamesa | 3M | 0
GAMSA-PRT-0365 | HYDAC 2.3 D03 BN SERIES FILTER ELEMENT | Gamesa Wind US LLC |  |  |  | 60.83 | GP139198 |  |  | Gamesa | 3M | 0
GAMSA-PRT-0366 | CIRCUL.WATERPUMP GRUNDFOS CR5-3 1.1KW | Gamesa Wind US LLC |  |  |  | 2068.71 | GP183406 |  |  | Gamesa | 3M | 0
GAMSA-PRT-0367 | ULTRA SONIC ANEMOMETER 2D 4.3821.01.100. | Gamesa Wind US LLC |  |  |  | 2927.76 | GP189308 |  |  | Gamesa | 3M | 0
GAMSA-PRT-0409 | ULTRA SONIC ANEMOMETER 2D 4.3821.01.100. | Gamesa Wind US LLC |  |  |  | 1996.37 | GP153817 |  |  | Gamesa |  | 0
GAMSA-PRT-0368 | FITTING LEE15LROMD-CF | Gamesa Wind US LLC |  |  |  | 167.18 | GP219671 |  |  | Gamesa | 3M | 0
GAMSA-PRT-0369 | 1000V 2500A 3P 230V CONTACTOR | Gamesa Wind US LLC |  |  |  | 5376.13 | KRM0174 |  |  | Gamesa | 3M | 0
GAMSA-PRT-0370 | PREDICTIVE MAINTENANCE SYSTEM SMP | Gamesa Wind US LLC |  |  |  | 4131.95 | P050003 |  |  | Gamesa | 3M | 0
GAMSA-PRT-0371 | ACCELEROMETER | Gamesa Wind US LLC |  |  |  | 535.77 | P050004 |  |  | Gamesa | 3M | 0
GAMSA-PRT-0372 | Shim D24,5XD150X2 MM | Gamesa Wind US LLC |  |  |  | 6.83 | P300537 |  |  | Gamesa | 3M | 0
GAMSA-PRT-0373 | Shim D24,5XD150X5 MM | Gamesa Wind US LLC |  |  |  | 19.24 | P300538 |  |  | Gamesa | 3M | 0
GAMSA-PRT-0374 | BRAKE CALIPER PADS | Gamesa Wind US LLC |  |  |  | 107.34 | P370104 |  |  | Gamesa | 3M | 0
GAMSA-PRT-0375 | EMERGENCY PUSH BUTTON | Gamesa Wind US LLC |  |  |  | 75.12 | P390043 |  |  | Gamesa | 3M | 0
GAMSA-PRT-0376 | BRAKE CIRCUIT PRESSURE SWITCH | Gamesa Wind US LLC |  |  |  | 369.15 | P390110 |  |  | Gamesa | 3M | 0
GAMSA-PRT-0377 | OIL PRESSURE SWITCH | Gamesa Wind US LLC |  |  |  | 227.6 | P390117 |  |  | Gamesa | 3M | 0
GAMSA-PRT-0378 | 2 circ. limit switch steel wire actuator | Gamesa Wind US LLC |  |  |  | 225.82 | P390256 |  |  | Gamesa | 3M | 0
GAMSA-PRT-0379 | Varilla 1.4301-EN10088-3(AISI304)D3 L240 | Gamesa Wind US LLC |  |  |  | 4.16 | P390362 |  |  | Gamesa | 3M | 0
GAMSA-PRT-0380 | OGS OVERSPEED GUARD SYSTEM | Gamesa Wind US LLC |  |  |  | 132.33 | P393115 |  |  | Gamesa | 3M | 0
GAMSA-PRT-0381 | Sens.Balluff 0206D BESM30ML1,10-30Vdc | Gamesa Wind US LLC |  |  |  | 83.64 | P393119 |  |  | Gamesa | 3M | 0
GAMSA-PRT-0382 | Rele arco Selco 220-250Vac+llave Act-Tst | Gamesa Wind US LLC |  |  |  | 2074.94 | P393169 |  |  | Gamesa | 3M | 0
GAMSA-PRT-0383 | ARC DETECTOR SELCO V-TYPE CABLE 15M+SUP | Gamesa Wind US LLC |  |  |  | 478.29 | P393170 |  |  | Gamesa | 3M | 0
GAMSA-PRT-0385 | FUSE TRIGGER WARNING MICROSWITCH | Gamesa Wind US LLC |  |  |  | 12.33 | P393220 |  |  | Gamesa | 3M | 0
GAMSA-PRT-0386 | FUSE 2500A | Gamesa Wind US LLC |  |  |  | 732.44 | P393237 |  |  | Gamesa | 3M | 0
GAMSA-PRT-0387 | FUS.BT G80 Rotor BUSSMANN S3 800A | Gamesa Wind US LLC |  |  |  | 171.24 | P393238 |  |  | Gamesa | 3M | 0
GAMSA-PRT-0388 | MOTOR STARTER 690V 0,16A | Gamesa Wind US LLC |  |  |  | 61.75 | P393298 |  |  | Gamesa | 3M | 0
GAMSA-PRT-0389 | CONTACTOR 1NA | Gamesa Wind US LLC |  |  |  | 59.68 | P393462 |  |  | Gamesa | 3M | 0
GAMSA-PRT-0390 | THERMOSTAT STEGO NO 01143.0.00 | Gamesa Wind US LLC |  |  |  | 35.62 | P393467 |  |  | Gamesa | 3M | 0
GAMSA-PRT-0391 | MOTOR PROTECTION RELAY ABB MS325 4-6.3 A | Gamesa Wind US LLC |  |  |  | 53.33 | P393544 |  |  | Gamesa | 3M | 0
GAMSA-PRT-0392 | ADAPTER FOR REDUCTION TO 1&quot; | Gamesa Wind US LLC |  |  |  | 37.2 | P422705 |  |  | Gamesa | 3M | 0
GAMSA-PRT-0393 | HOSE WITH STRAIGHT TERMINAL | Gamesa Wind US LLC |  |  |  | 302.93 | P422717 |  |  | Gamesa | 3M | 0
GAMSA-PRT-0394 | HOSE WITH TERMINALS | Gamesa Wind US LLC |  |  |  | 326.69 | P422718 |  |  | Gamesa | 3M | 0
GAMSA-PRT-0396 | FA NACELLE ACCESS LADDER G8X | Gamesa Wind US LLC |  |  |  | 62.81 | GP012766 |  |  | Gamesa | 3M | 0
GAMSA-PRT-0397 | RESCUE AND EVACUATION EQUIPMENT (100m). | Gamesa Wind US LLC |  |  |  | 1827.93 | GP002153 |  |  | Gamesa | 3M | 0
GAMSA-PRT-0398 | PLASTIC BOTTLE FOR GEARBOX OIL SAMPLES ( | Gamesa Wind US LLC |  |  |  | 4.08 | GP007339 |  |  | Gamesa | 3M | 0
GAMSA-PRT-0399 | FILTER MEDIA EN 779 G3 1300x590 | Gamesa Wind US LLC |  |  |  | 8.97 | GP007700 |  |  | Gamesa | 3M | 0
GAMSA-PRT-0400 | BRONZE HYDR.CAP 1-4 | Gamesa Wind US LLC |  |  |  | 0.5 | 132425 |  |  | Gamesa | 3M | 0
GAMSA-PRT-0401 | FLUORESCENT TUBE TLD54 18W | Gamesa Wind US LLC |  |  |  | 3.01 | P393068 |  |  | Gamesa | 3M | 0
GAMSA-PRT-0402 | MOTOR OILTECH 50/60Hz IP55 0,75KW LOC007 | Gamesa Wind US LLC |  |  |  | 312.37 | GP023338 |  |  | Gamesa | 3M | 0
GAMSA-PRT-0403 | Cab.+conec sens.induc.2m.Allen Bradley | Gamesa Wind US LLC |  |  |  | 16.59 | P393126 |  |  | Gamesa | 3M | 0
GAMSA-PRT-0404 | AB 872C-M15NP30-D4 INDUCTIVE DETECTOR | Gamesa Wind US LLC |  |  |  | 40.72 | P393405 |  |  | Gamesa | 3M | 0
GAMSA-PRT-0248 | HOSE 3/4&amp;quot; FITTINGS E02 ELBOW 90&amp;#186; - SAE F | Gamesa Wind US LLC |  |  |  | 170.36 | GP037090 |  |  | Gamesa | 3M | 0
TWINR-BOP-PRT-314 | 1/0 AWG Bolted Tee with Insul. Plug | Wesco Tools | Twin Ridges | Collection System | Each | 290 | KIT BT635G13A1T-CS1 BOL-T ELBOW kit 35kV 1/0 |  | BT635G13A1T-CS1 | EverPower | Cooper | 6
TWINR-BOP-PRT-315 | 350kcmil Bolted Tee with Insul. Plug | Wesco Tools | Twin Ridges | Collection System | Each | 295 | KIT BT635M19A1T-CS2 BOL-T ELBOW Kit 35kV 350 |  | BT635M19A1T-CS2 | EverPower | Cooper | 6
TWINR-BOP-PRT-316 | 500kcmil Bolted Tee with Insul. Plug | Wesco Tools | Twin Ridges | Collection System | Each | 295 | KIT BT635P22A1T-CS2 BOL-T ELBOW kit 35kV 500 |  | BT635P22A1T-CS2 | EverPower | Cooper | 6
TWINR-BOP-PRT-317 | 1000kcmil Bolted Tee with Insul. Plug | Wesco Tools | Twin Ridges | Collection System | Each | 300 | KIT BT635T27A1T-CS3 BOL-T ELBOW kit 35kV 1000 |  | BT635T27A1T-CS3 | EverPower | Cooper | 9
TWINR-BOP-PRT-318 | 1250kcmil Bolted Tee with Insul. Plug | Wesco Tools | Twin Ridges | Collection System | Each | 300 | KIT BT635U28A1T-CS3 BOL-T ELBOW kit 35kV 1250 |  | BT635U28A1T-CS3 | EverPower | Cooper | 6
TWINR-BOP-PRT-320 | 1/0 AWG U/G Cable Splice Kit | Wesco Tools | Twin Ridges | Collection System | Each | 427 | 3M 5467A(S)-9-AL-WF SPLICE KIT 1/0 |  | 5467A(S)-9-AL-WF | EverPower | 3M | 3
TWINR-BOP-PRT-321 | 350kcmil U/G Cable Splice Kit | Wesco Tools | Twin Ridges | Collection System | Each | 559 |  |  | 5468-15-AL-WF | EverPower | 3M | 3
TWINR-BOP-PRT-322 | 500kcmil U/G Cable Splice Kit | Wesco Tools | Twin Ridges | Collection System | Each | 567 |  |  | 5468-17-AL-WF | EverPower | 3M | 3
TWINR-BOP-PRT-323 | 1000kcmil U/G Cable Splice Kit | Wesco Tools | Twin Ridges | Collection System | Each | 575 |  |  | 5468(L)-19-AL-WF | EverPower | 3M | 3
TWINR-BOP-PRT-324 | 1250kcmil U/G Cable Splice Kit | Wesco Tools | Twin Ridges | Collection System | Each | 589 |  |  | 5468(L)-20-AL-WF | EverPower | 3M | 3
TWINR-BOP-PRT-326 | 350kcmil 3-Phase Pole Top Termination Kit | Wesco Tools | Twin Ridges | Collection System | Each | 200 |  |  | 7665-S-8-15-AL-WF | EverPower | 3M | 3
TWINR-BOP-PRT-327 | 500kcmil 3-Phase Pole Top Termination Kit | Wesco Tools | Twin Ridges | Collection System | Each | 210 |  |  | 7665-S-8-17-AL-WF | EverPower | 3M | 3
TWINR-BOP-PRT-328 | 1000kcmil 3-Phase Pole Top Termination Kit | Wesco Tools | Twin Ridges | Collection System | Each | 310 |  |  | 7666-S-8-19-AL-WF | EverPower | 3M | 3
TWINR-BOP-PRT-329 | 1250kcmil 3-Phase Pole Top Termination Kit | Wesco Tools | Twin Ridges | Collection System | Each | 325 |  |  | 7666-S-8-20-AL-WF | EverPower | 3M | 3
TWINR-BOP-PRT-330 | 600A 35 kV Class Deadbreak Grounded Standoff Bushing | Wesco Tools | Twin Ridges | Collection System | Each | 250 |  |  | CPS GSB635A | EverPower | Cooper | 6
TWINR-BOP-PRT-331 | 600A 35 kV Class Connecting Plug | Wesco Tools | Twin Ridges | Collection System | Each | 135 |  |  | CPS DCP635A | EverPower | Cooper | 3
TWINR-BOP-PRT-332 | 600A 35 kV Class Insulated Protective Cap | Wesco Tools | Twin Ridges | Collection System | Each | 120 |  |  | CPS DPC635 | EverPower | Cooper | 3
TWINR-BOP-PRT-336 | Insulator Deadend, Polymer, 35KV, 25inch length, 15K lbs sml | Wesco Tools | Twin Ridges | Collection System | Each | 30 |  |  | 401035-0215 | EverPower | Ohio Brass (Hubbell) | 3
TWINR-BOP-PRT-337 | Insulator Horizontal Post, 35KV, 17.4 inch length, Clamptop, Stud Base | Wesco Tools | Twin Ridges | Collection System | Each | 63 |  |  | 80S0280109 | EverPower | Ohio Brass (Hubbell) | 3
TWINR-BOP-PRT-338 | Compression Splice for ACSR 556.5 kcmil, DOVE | Wesco Tools | Twin Ridges | Collection System | Each | 55 |  |  | A151025 | EverPower | Ohio Brass (Hubbell) | 3
TWINR-BOP-PRT-345 | FUSE, 600 VAC, 400 AMP (Permanent power and Emergency power Disconnect Switches) | Wesco Tools | Twin Ridges | Substation | Each | 117.67 | BUSS FRN-R-400 250V RK5 |  | FRN-R-400 | EverPower | Bussman | 3 | 2/6/2014 Erik Widner - Advanced protection, energy efficient Class RK5 dual element, current-limiting, time-delay fuses. Time-delay – 10 seconds (minimum) at 500% of rated current,Catalog Number: FRN-R-400,
TWINR-BOP-PRT-347 | CURRENT TRANSFORMER 200:5 (For Grounding Transformers) | Wesco Tools | Twin Ridges | Substation | Each | 164.17 | ABB-PIN 7524A75G01 200:5 CMV CT |  | 7524A75G01 | EverPower | ABB | 1 | 2/6/2014 Erik Widner - ABB CMV Type Indoor/Outdoor Current Transformer, Style #7524A75G01 ,
HGHLD-BOP-PRT-0005 | SL-5 Silicone Lubricant | Grainger | Highland General | PMTs | Each | 38.75 | SL-5 |  | SL-5 | EverPower | Elastimold | 2
HGHLD-BOP-PRT-0006 | 1558B Sefcor Sealant | Doyle Associates Inc. | Highland General | Substation | Each | 22 |  | 16535490 | 155-8B | EverPower | Sefcor | 2 | 8/27/2013 Michael Hoffman - Used with the Sefcor lugs ,
PATTN-BOP-PRT-312 | Tower door filter | Gamesa Wind US LLC | Patton | WTGs | Each | 622 | SV-1307-032 R1 |  |  |  |  | 15
TWINR-BOP-PRT-333 | Stud 35KV 600A | Wesco Tools | Twin Ridges | Collection System | Each | 17 | 78421695404 |  | CPS STUD635-A | EverPower | Cooper | 6
PATTN-BOP-PRT-352 | Fuse 250V RK5 TD | Modern Wholesale Electric | Patton | Substation | Each | 10.9 | BUSS FRN-R-3 | N/A | BUSS FRN-R-3 | EverPower |  | 10
PATTN-BOP-PRT-353 | Fuse 250V Class H | Modern Wholesale Electric | Patton | Substation | Each | 4.24 | BUSS NON-3 | N/A | BUSS NON-3 | EverPower | Bussman | 10
PATTN-BOP-PRT-354 | Fuse 250V Class H | Modern Wholesale Electric | Patton | Substation | Each | 4.46 | BUSS NON-15 | N/A | BUSS NON-15 | EverPower | Bussman | 10
PATTN-BOP-PRT-355 | Fuse 250V RK1 | Modern Wholesale Electric | Patton | Substation | Each | 194 | MFZ A2K200R | N/A | MFZ A2K200R | EverPower | MFZ | 1
PATTN-BOP-PRT-356 | Fuse Power 5E | Modern Wholesale Electric | Patton | Substation | Each | 169 | CPS*CMU614005** | N/A | MFZ A2K200R | EverPower | CPS | 1
PATTN-BOP-PRT-357 | Fuse MTG SMD-20 | Modern Wholesale Electric | Patton | Substation | Each | 931 | S&C 192222R2 | N/A | S&C 192222R2 | EverPower | S&amp;C | 1 | 5/12/2014 Kevin Wigell - Rich says this is not a critical spare item.,
PATTN-BOP-PRT-358 | Tee Elbow 35KV 600A 500CMIL | Modern Wholesale Electric | Patton | Substation | Each | 295 | TYC ELB-35-610N500-CES2 | N/A | TYC ELB-35-610N500-CES2 | EverPower | TYCO | 0
PATTN-BOP-PRT-359 | Tee Elbow 35KV 600A 4/0 | Modern Wholesale Electric | Patton | Substation | Each | 295 | TYC ELB-35-610J40-CES2 | N/A | TYC ELB-35-610J40-CES2 | EverPower | TYCO | 1
PRT-361 | Jeep Grand Cherokee air filter | Amazon | Assigned to Kevin | Vehicles | Each | 20.44 | CA10755 |  |  | EverPower | Fram | 0
TWINR-PRT-00001 | EasyClimb Controller (climb assist) | Power Climber | Twin Ridges | WTGs | Each | 425 |  |  |  | EverPower | Power Climber | 0
TWINR-PRT-00002 | Portable Control Box (climb assist) | Power Climber | Twin Ridges | WTGs | Each | 3125 |  |  |  | EverPower | Power Climber | 0
REPWR-PRT-1521 | IGBT power stack G-M301 TSSa Master PG-1 |  |  | WTGs |  |  | 34460A |  |  | REpower USA
REPWR-PRT-1517 | Pt100 BEARING HSS RS |  |  | WTGs | Each |  | 41214 |  |  | REpower USA |  | 0
REPWR-PRT-1516 | Resistor, B0-03-21-000003 |  |  | WTGs |  |  | 51407 |  |  | REpower USA
HIGNO-BOP-PRT-0009 | Gearbox Breather Sensor | Automation Direct | Highland North | WTGs | Each | 125 | PTD25-20-0100WCH | PTD25-20-0100WCH | PTD25-20-0100WCH | EverPower | Automation Direct | 1
HIGNO-BOP-PRT-0010 | Gearbox breather sensor Cable | Automation Direct | Highland North | WTGs | Each | 12 | CD12M-0B-070-C1 | CD12M-0B-070-C1 | CD12M-0B-070-C1 | EverPower | Automation Direct | 0 | 5/12/2014 Kevin Wigell - This was installed/consumed. Not a critical spare item.,
GAMSA-PRT-0405 | MOTOPUMP SEIM 60HZ 100L/MIN 3KW_PX045#4A | Gamesa Wind US LLC |  |  |  | 1097.46 | GP061817 |  |  | Gamesa |  | 0
GAMSA-PRT-0406 | CABLE WS989 OP.FIB.PRE.MAN.G8x PhC T100m | Gamesa Wind US LLC |  |  |  | 0 | GP007208 |  |  | Gamesa |  | 0
GAMSA-PRT-0407 | GATEWAY PRODUCT | Gamesa Wind US LLC |  |  |  | 0 | GP006115 |  |  | Gamesa |  | 0
GAMSA-PRT-0408 | CABLE WS304 G80-3-87-90-DFM50-60HZ-RCC50 | Gamesa Wind US LLC |  |  |  | 62 | C393093 |  |  | Gamesa |  | 0
GAMSA-PRT-0410 | MOTOR MG80B CA 3-PHASE | Gamesa Wind US LLC |  |  |  | 395.84 | GP207117 |  |  | Gamesa |  | 0
GAMSA-PRT-0411 | NUT ISO 10511-M8-04-Zn-Ni-PAS,CHR+S | Gamesa Wind US LLC |  |  |  | 0.04 | P670159 |  |  | Gamesa |  | 0
GAMSA-PRT-0412 | Hex.head SCR.ISO 4017 M8x45 8.8 DAC500A | Gamesa Wind US LLC |  |  |  | 0.08 | GP004247 |  |  | Gamesa |  | 0
GAMSA-PRT-0413 | LADDER RETAINING SUPPORT | Gamesa Wind US LLC |  |  |  | 3.75 | P340009 |  |  | Gamesa |  | 0
GAMSA-PRT-0414 | ISO 7093 M8 NYLON WAS. | Gamesa Wind US LLC |  |  |  | 0.08 | P650226 |  |  | Gamesa |  | 0
KRAYN-BOP-PRT-0334 | Eye Wash Station (Bradly) | Grainger | Highland 1 | Substation | Each | 328.82 | 4YF98 | S19-921 | S19-921 | EverPower | Bradley | 0
HIGNO-BOP-PRT-0026 | Eye Wash Station (Bradly) | Grainger | Highland North | Substation | Each | 368.02 | 4YF98 | S19-921 | S19-921 | EverPower | Bradley | 1
HGHLD-PRT-0011 | Eye wash Upper Tank Assembly | Grainger | Highland General | Substation | Each | 172.09 | 1FBG3 | S19-921 | S19-921 | EverPower | Bradley | 1
HGHLD-PRT-0010 | Eye wash Liner for On-Site | Grainger | Highland General | Substation | Each | 8.78 | 6017727 | 6017727 | 6017727 | EverPower | Bradley | -1
MSTGH-BOP-PRT-371 | ION 7550/7650 communication card | Schneider Electric | Mustang Hills | Substation | Each | 1174.67 | P765CF1A |  |  |  |  | 0
HIGNO-BOP-PRT-0006 | Micrologic Trip Unit: PR121/P-LSIG | ABB (parts) | Highland North | PMTs | Each | 1975 | PR121/P-LSIG | Nr. L A7G9 Q08A | PR121/P-LSIG | EverPower | ABB | 0
HIGNO-BOP-PRT-0007 | Shunt Trip (110-120 VAC/DC) | ABB (parts) | Highland North | PMTs | Each | 239 | KE6S6 | KE6S6 | KE6S6 | EverPower | ABB | 1
HIGNO-BOP-PRT-0001 | Shunt Closing Coil (Close Coil 110-120 VAC/DC) | ABB (parts) | Highland North | PMTs | Each | 239 | KE6C6 | Nr. | KE6C6 | EverPower | ABB | 1 | 5/27/2014 Michael Hoffman - ABB Circuit breaker part,
HGHLD-PRT-0016 | Carbon Monoxide Detector (BRK) | Grainger | Highland General |  | Each | 47.69 | 5KCY4 | L00-4202-058 CO250B-WWG | 5KCY4 | EverPower | BRK | 0
HGHLD-PRT-0015 | Carbon Monoxide Alarm (First Alert) | Grainger | Highland General |  | Each | 44.72 | 2FTN1 | 46191501 | CO410B | EverPower | First Alert | 0
HGHLD-BOP-PRT-0022 | Drum Spill Containment Pallet | Grainger | Highland General |  | Each | 131.5 | 4YF76 | 24101905 | 1632 | EverPower | Eagle | 1
TWINR-BOP-PRT-319 | Load Break Reducing Tap 35 KV 600/200 Amps BOL-T LRTP | Wesco Tools | Twin Ridges | Collection System | Each | 300 | CPS BLRTP635 LB Reducing Tap 35kV |  | BLRTP635 | EverPower | Cooper | 3
TWINR-BOP-PRT-325 | 1/0 Single Phase Termination Kit | Wesco Tools | Twin Ridges | Collection System | Each | 185 | 3M 7664-S8-9-AL-WF TERM KIT 35KV 1/0 |  | 7664-S-8 | EverPower | 3M | 3 | 2/3/2014 Erik Widner - 3M™ Cold Shrink QT-III Termination Kit,
TWINR-BOP-PRT-334 | Riser Pole (PVR) Surge Arrester, 30kV, MCOV 24.4kV | Wesco Tools | Twin Ridges | Collection System | Each | 102 | HPS 221624-5163 RISER POLE ARRESTER 30KV PVR |  | 221624 | EverPower | Ohio Brass (Hubbell) | 3
TWINR-BOP-PRT-346 | FUSE, 250 VAC, 10 AMP (P.T. Junction Boxes) | Wesco Tools | Twin Ridges | Substation | Each | 4.23 | BUSS NON-10 250V CLASS H FUSE |  | NON-10 | EverPower | Bussman | 9 | 2/6/2014 Erik Widner - Bussmann Fuse basic protection 250V NON Class H general purpose, non-current-limiting, one-time fuses. Catalog Number NON-10,
TWINR-BOP-PRT-344 | SUBSTATION POWER FUSE, SMU-20 Fuse Unit 34.5kV | Wesco Tools | Twin Ridges | Substation | Each | 150 |  |  | SMU-20 | EverPower | S&amp;C | 1 | 2/6/2014 Erik Widner - S&C SMU-20 34.5kV Fuse,
TWINR-BOP-PRT-342 | 108kV ARRESTER, 84 KV MCOV, STATION CLASS, POLYMER TYPE | Wesco Tools | Twin Ridges | Substation | Each | 1245 | HPS EVP0084003001 108KV ARRESTER |  | EVP008400 | EverPower | Ohio Brass (Hubbell) | 1 | 2/6/2014 Erik Widner - EVP Station Class Arresters,,Protective Characteristics, - Duty Cycle Rating kV rms: 108, - Maximum Continuous Operating Voltage (MCOV) kV rms: 84, - Maximum 0.5 µs Discharge Voltage kV: 289, - Maximum Switching Surge Protective Level kV: 207, - TOV Capability, - 1 sec kV rms: 125, - 10 sec kV rms: 120, - Maximum Discharge Voltage using an 8/20 Current Wave-kV, - 1.5kA: 221, - 3kA: 232, - 5kA: 244, - 10kA: 261, - 20kA: 283, - 40kA: 322, - Height Dimension (Inches): 46.3, - Leakage Distance (Inches): 123, - Recommended Minimum Clearance (Inches), - Ph - Ph: 35.6, - Ph - Grd: 28.2, - Net Weight (Pounds): 59,
TWINR-BOP-PRT-343 | 30kV ARRESTER: 24.4 KV MCOV, STATION CLASS, POLYMER TYPE | Wesco Tools | Twin Ridges | Substation | Each | 469 | HPS EVP0024003001 30KV ARRESTER |  | EVP002400 | EverPower | Ohio Brass (Hubbell) | 1 | 2/6/2014 Erik Widner - EVP Station Class Arresters,,Protective Characteristics, - Duty Cycle Rating kV rms: 30, - Maximum Continuous Operating Voltage (MCOV) kV rms: 24.4, - Maximum 0.5 µs Discharge Voltage kV: 81.2, - Maximum Switching Surge Protective Level kV: 57.5, - TOV Capability, - 1 sec kV rms: 34.7, - 10 sec kV rms: 33.2, - Maximum Discharge Voltage using an 8/20 Current Wave-kV, - 1.5kA: 61.3, - 3kA: 64.5, - 5kA: 67.6, - 10kA: 72.5, - 20kA: 78.4, - 40kA: 89.4, - Height Dimension (Inches): 17.2, - Leakage Distance (Inches): 40.5, - Recommended Minimum Clearance (Inches), - Ph - Ph: 13.8, - Ph - Grd: 8.9, - Net Weight (Pounds): 22
TWINR-BOP-PRT-341 | 34.5kV PT, 200 KV BIL, SINGLE BUSHING, RATIO: 175/300:1 | Wesco Tools | Twin Ridges | Substation | Each | 2717 | VEF 36-10 RITZ PT |  | VEF 36-10 | EverPower | Ritz | 1
TWINR-BOP-PRT-340 | 138kV CCVT, 650 KV BIL, 1200/700:1 | Wesco Tools | Twin Ridges | Substation | Each | 7000 |  |  | DDB-145 | EverPower | Arteche | 1
KRAYN-BOP-PRT-0317 | 22KV MCOV Elbow Arrestor |  | Highland 1 |  | Each |  | 235ELA27 | N/A | 6335220036 | EverPower | Hubbell | 3 | 2/13/2014 Michael Hoffman - 35KV Class. 27KV duty Cycle, 36 #4 Ground Lead,
KRAYN-BOP-PRT-0318 | Elbow W/ Test Point (Elastimold) |  | Highland 1 |  |  |  | 562901 | N/A | 756BLR | EverPower | Elastimold | 6
KRAYN-BOP-PRT-0319 | Elastimold Cable Adapter (755 CA-P)/(744 CA-K) |  | Highland 1 |  | Each |  | 442989 | N/A | 755CA-P | EverPower | Elastimold | 20
KRAYN-BOP-PRT-0322 | 600 Amp Compression Connectors |  | Highland 1 |  | Each |  | 3700330 | N/A | 3700330 | EverPower |  | 7
KRAYN-BOP-PRT-0324 | Chance Fuse Links (Type-K) |  | Highland 1 |  | Box |  | M1KA23 |  | M1KA23 | EverPower | Hammond Power | 4
KRAYN-BOP-PRT-0326 | Cooper Bushmans (MET tower Fuses) 216-R |  | Highland 1 | MET Tower | Each |  | 216-R | 216-R | 2160R | EverPower | Cooper | 1
KRAYN-BOP-PRT-0327 | CSJA Joint (CSJP-47/14-435/U-NA) |  | Highland 1 |  | Each |  | CSJP-47/14-435/U-NA | CSJP-47/14-435/U-NA | CSJP-47/14-435/U-NA | EverPower | TYCO | 1
KRAYN-BOP-PRT-0328 | CSJA Joint ( CSJA-JCN/EG-3513) |  | Highland 1 |  | Each |  | EA7082-000 | N/A | CSJA-JCN/EG-3513 | EverPower | TYCO | 2
KRAYN-BOP-PRT-0329 | Basic Insulating Plug |  | Highland 1 | PMTs | Each |  | 109199 |  | 750BIP | EverPower | Elastimold | 4
KRAYN-BOP-PRT-0330 | Connector Plug |  | Highland 1 | PMTs | Each |  | 491925 | N/A | K650CP | EverPower | Elastimold | 5
KRAYN-BOP-PRT-0331 | Riser pole MOV Arrestor |  | Highland 1 | Collection System | Each |  | URS27110A1A1B1A | N/A | URS27110A1A1B1A | EverPower | Cooper | 4
REPWR-PRT-1523 | REpower Bottle, Analyses of oil,set-no.5 |  |  | WTGs |  |  | 20416 |  |  | REpower USA
REPWR-PRT-1526 | PT100 2xPT100 KP-38636 |  |  | WTGs |  |  | 44924 |  |  | REpower USA
REPWR-PRT-1528 | Lifting device, NH100m, 400V,60Hz,UL/CSA |  |  | WTGs |  |  | 41214 |  |  | REpower USA
REPWR-PRT-1543 | Lifting device, NH100m, 400V,60Hz,UL/CSA |  |  | WTGs |  |  | 49504 |  |  | REpower USA |  | 0
REPWR-PRT-1530 | Braking module |  |  | WTGs |  |  | 51318 |  |  | REpower USA
REPWR-PRT-1531 | power supply card 110-230VAC Lincoln |  |  | WTGs |  |  | 22931 |  |  | REpower USA
REPWR-PRT-1513 | power supply card 110-230VAC Lincoln |  |  | WTGs | Each |  | 22931 |  |  | REpower USA |  | 0
REPWR-PRT-1514 | grease,friction bear,Stabyl EOS E2,400gr |  |  | WTGs | Each |  | 35431 |  |  | REpower USA |  | 0
REPWR-PRT-1533 | grease,friction bear,Stabyl EOS E2,400gr |  |  | WTGs |  |  | 35431 |  |  | REpower USA |  | 0
REPWR-PRT-1537 | grease,friction bear.,Stabyl EOS E2, 5kg |  |  | WTGs |  |  | 49907 |  |  | REpower USA
GAMSA-PRT-0415 | AUXILIARY CONTACT CA5 10 1NO | Gamesa Wind US LLC | Patton | WTGs | Each |  | CAX0089 |  |  | Gamesa
GAMSA-PRT-0416 | ADHESIVE TAPE 0.18x19 SCOTCH-69 | Gamesa Wind US LLC | Patton | WTGs | Each |  | 1R1524CRFJJ |  |  | Gamesa
GAMSA-PRT-0422 | F. A. GENERIC HYDRAULIC GROUP FLUIDS | Gamesa Wind US LLC | Patton | WTGs | Each |  | GP013211 |  |  | Gamesa
GAMSA-PRT-0417 | ACCU. 24.5L PREFILL PRESS. 73 BAR. (CE-A | Gamesa Wind US LLC | Patton | WTGs | Each |  | GP043460 |  |  | Gamesa
GAMSA-PRT-0423 | FRONT AUXILIARY CONTACT 1NC | Gamesa Wind US LLC | Patton | WTGs | Each |  | GP007686 |  |  | Gamesa
GAMSA-PRT-0424 | CONTACTOR ABB A50-30-00 | Gamesa Wind US LLC | Patton | WTGs | Each |  | GP022129 |  |  | Gamesa
GAMSA-PRT-0419 | LEVEL SWITCH HINE LM1FA450NASP-WARNING | Gamesa Wind US LLC | Patton | WTGs | Each |  | GP069609 |  |  | Gamesa
GAMSA-PRT-0420 | ELASTIC FITTING AMC-SCB 25 | Gamesa Wind US LLC | Patton | WTGs | Each |  | GP007852 |  |  | Gamesa
GAMSA-PRT-0421 | SILICE TAPE SCOTCH 70 | Gamesa Wind US LLC | Patton | WTGs | Each |  | GP003575 |  |  | Gamesa
GAMSA-PRT-0425 | BRUSH CANT05 | Gamesa Wind US LLC | Patton | WTGs | Each |  | GP052263 |  |  | Gamesa
GAMSA-PRT-0418 | QUICK CONNECTOR FEMALE 4P+E 16A | Gamesa Wind US LLC | Patton | WTGs | Each |  | GP101673 |  |  | Gamesa
HGHLD-BOP-PRT-0015 | SKF Sensor CMSS 2200 | SKF | Highland General | WTGs | Each | 245.82 | CMSS 2200 | CMSS 2200 | CMSS 2200 | EverPower | SKF | 2 | 4/11/2014 Michael Hoffman - SKF Sensor,PO-00215
HGHLD-BOP-PRT-0016 | SKF Sensor Cable CMSS 932-64SBI-SY-10M | SKF | Highland General | WTGs | Each | 117.9 | CMSS 932-64SBI-SY-10M | CMSS 932-64SBI-SY-10M | CMSS 932-64SBI-SY-10M | EverPower | SKF | 1 | 4/11/2014 Michael Hoffman - Cable for SKF Sensor,PO-00215
HIGNO-BOP-PRT-0003 | (MERSEN) Surge Suppressor, 600V,20A,5wire,4pole | Grainger | Highland North | PMTs | Each | 367.58 | 5FXX8 | 5FXX8 | ST6003PY | EverPower | Mersen | 2
HIGNO-BOP-PRT-0002 | (Ferraz Shawmut) Surge Suppressor,600V,20A,5 Wire,4 Pole | Grainger Highland 1 | Highland North | WTGs | Each | 354.86 | 5FXX8 | ST6003PY | ST6003PY | EverPower | Ferraz Shawmut | 2 | 5/31/2013 Michael Hoffman - Spare Surge Suppressor,
HIGNO-BOP-PRT-0008 | HINO Lowside 34.4 Kv Bushing |  | Highland North | PMTs | Each |  |  |  |  | EverPower |  | 1
HGHLD-BOP-PRT-0002 | Substation Transformer Spare |  | Highland General | Substation | Each |  |  | 76225 |  | EverPower |  | 1
KRAYN-BOP-PRT-0303 | GSU Cooler (Radiator) |  | Highland 1 |  | Each |  |  |  |  | EverPower |  | 1 | 6/12/2013 Michael Hoffman - Will be used at Highland 1,
HGHLD-BOP-PRT-0004 | 1.2kV 3kA LV Bushing | Cooper | Highland General |  | Each |  |  | 61002107303 | 2690476D23 | EverPower | Cooper | 4
HGHLD-BOP-PRT-0018 | Bushing Extension |  | Highland General | Collection System | Each |  | 485889 |  | 755BE | EverPower | Elastimold | 3
KRAYN-BOP-PRT-0299 | HUR CSC3 Controller | Nordex USA JOBO | Highland 1 | WTGs | Each | 2725 | CSC3-HU-W-C2-B2 |  |  | EverPower |  | 2 | 4/28/2014 Michael Hoffman - One spare, other needs sent in.,
HGHLD-BOP-PRT-0009 | ION 8600 Revenue Meter | Schneider Electric | Howard | Substation | Each | 6897.99 | S8600A4C0HBC1A0B | S8600A4C0HBC1A0B | S8600A4C0HBC1A0B | EverPower |  | 1 | 5/1/2015 Kevin Wigell - To be installed at Howard.,,5/27/2014 Michael Hoffman - ,,Product Number: Description: Price: Availability:,__________________________________________________________________________________________________,RMA8xxxRepair Product Repairs-Convert integrated power supply to LV $1,683.14 20 days,,RMACalibration ION device calibration (includes FW upgrade) $247.68 20 days,,S8600A4C0H6C1A0B ION8600 Series Advanced Revenue Meter $6,897.99 3-4 Weeks
KRAYN-PRT-560 | ION 8600 Revenue Meter | Grainger | Highland 1 |  | Each | 5450 |  | LT-0807A496-01 |  | EverPower | Square D | 0
KRAYN-BOP-PRT-0306 | 3M Cold Shrink Inline Splice kit |  | Highland 1 |  | Each |  | CSJA-JCN/EG-3514 |  |  | EverPower | 3M | 3
KRAYN-BOP-PRT-0307 | 35kV Coldshrink Inline Splice kit |  | Highland 1 |  | Each |  | 5468 |  | 8G08A | EverPower |  | 1
KRAYN-BOP-PRT-0320 | Spade Connectors (03700270) |  | Highland 1 |  | Each |  | 427309 | N/A | 37000270 | EverPower | Elastimold | 6
KRAYN-BOP-PRT-0321 | Spade Connector (3700330) |  | Highland 1 |  | Each |  | 486307 | N/A | 3700330 | EverPower | Elastimold | 7
KRAYN-BOP-PRT-0308 | Spade Connector (3700410) |  | Highland 1 |  | Each |  | 486307 | N/A | 3700410 | EverPower | Elastimold | 6
KRAYN-BOP-PRT-0323 | Stud Accessory (Elastimold) |  | Highland 1 |  | Each |  | 494806 |  | 750SA (BAG) | EverPower | Eagle | 20
KRAYN-BOP-PRT-0309 | Pole Fuse (type-C) |  | Highland 1 |  | Each |  | L4B1P1A |  |  | EverPower | Cooper | 1
KRAYN-BOP-PRT-0310 | 21.1kV Lightning Arrestor Load Break |  | Highland 1 |  | Each |  |  |  |  | EverPower | Elastimold | 3
KRAYN-BOP-PRT-0312 | Backup CL Fuse |  | Highland 1 |  | Each |  | HTDE255012 |  |  | EverPower |  | 1
KRAYN-BOP-PRT-0305 | Cabinet Heater for GSU |  | Highland 1 |  | Each |  |  |  |  | EverPower |  | 1
KRAYN-BOP-PRT-0298 | Lightning Strike Counter (LSC-6D) |  | Highland 1 | Collection System | Each | 245 | LSC-6D | 14-1015-6D | LSC-6D | EverPower | Alltec | 0 | 5/12/2014 Kevin Wigell - This was installed/consumed. Not a critical spare item.,4/28/2014 Michael Hoffman - ALLTEC Lightning Strike Counter, Serial Number:14-1015-6D. Supplier: Alltec,Installation Instructions: 8ft minimum spacing, 14AWG wire
HGHLD-BOP-PRT-0014 | SKF Accelerometer and Cord (Old Model) | SKF | Highland General | WTGs | Each | 263.85 | CMSS2230-M6 | 1099 | CMSS2230-M6 | EverPower | SKF | 0 | 6/5/2013 Michael Hoffman - Multi-purpose medium accelerometer,100mV/g, side connector, M6x1 captive bolt, +/- 10% tolerance. Engraved as CMSS2230-M6.,This part is a complete set with the cord,
VESTA-PRT-1833 | STEEL WIRE ROPE #216;2,3 NYLON SHEATHED |  |  |  | Feet | 0.53 | 107591 |  |  | Vestas |  | 0
HOWRD-BOP-PRT-0001 | 3/0 awg with cold-shrink | Cooper Industries | Howard |  | Each | 481.5 | BT635J5A1T-CS2 |  |  | EverPower |  | 6
HOWRD-BOP-PRT-0002 | 4/0 awg with cold-shrink | Cooper Industries | Howard |  | Each | 481.5 | BT635J16A1T-CS2 |  |  | EverPower |  | 6 | No Shelf life on this T-Body. Recommended quantity: 6
HOWRD-BOP-PRT-0003 | 500 kcmil with cold-shrink | Cooper Industries | Howard |  | Each | 481.5 | BT635N22A1T-CS2 |  |  | EverPower |  | 6 | No Shelf life on this T-Body. Recommended quantity: 6
HOWRD-BOP-PRT-0004 | 1000 kcmil with cold-shrink | Cooper Industries | Howard |  | Each | 481.5 | BT635T27A1T-CS3 |  |  | EverPower |  | 6 | No Shelf life on this T-Body. Recommended quantity: 6
HOWRD-BOP-PRT-0005 | connecting plug without stud (football to by-pass a PMT) |  | Howard |  | Each | 0 |  |  |  | EverPower |  | 6
HOWRD-BOP-PRT-0006 | aluminum stud |  | Howard |  | Each | 0 |  |  |  | EverPower |  | 6
HOWRD-BOP-PRT-0009 | silicone grease 5.25oz per bottle (24 bottles in a case) |  | Howard |  | Case | 0 |  |  |  | EverPower |  | 1
HOWRD-BOP-PRT-0010 | 35kV splice kit, 3/0 awg | Sears | Howard |  | Each | 385 | 5467A(S)-11-AL-WF |  |  | EverPower |  | 6 | Recommended quantity: 6
HOWRD-BOP-PRT-0011 | 35kV splice kit, 4/0 awg | Sears | Howard |  | Each | 385 | 5467A-12-AL-WF |  |  | EverPower |  | 6 | Recommended quantity: 6
HOWRD-BOP-PRT-0012 | 35kV splice kit, 500 kcmil | Sears | Howard |  | Each | 550 | 5468A-17-AL-WF |  |  | EverPower |  | 6 | Recommended quantity: 6
HOWRD-BOP-PRT-0013 | 35kV splice kit, 1000 kcmil | Sears | Howard |  | Each | 560 | 5468A(L)-19-AL-WF |  |  | EverPower |  | 6 | Recommended quantity: 6
HOWRD-BOP-PRT-0015 | EmPowr Link MV-90 Underground Dist. Cable 35 kV (4/0 AWG) | General Cable | Howard |  | Feet | 5.13 |  |  |  | EverPower |  | 0 | Not popular, comes in 7,000 ft. rolls but could take months to secure. Recommended quantity: 300
HOWRD-BOP-PRT-0016 | EmPowr Link MV-90 Underground Dist. Cable 35 kV (500 kcmil) | General Cable | Howard |  | Feet | 7.05 |  |  |  | EverPower |  | 0 | Very Popular Size has in stock 5,000 ft. rolls. Recommended quantity: 300
HOWRD-BOP-PRT-0017 | EmPowr Link MV-90 Underground Dist. Cable 35 kV (1000 kcmil) | General Cable | Howard |  | Feet | 13.25 |  |  |  | EverPower |  | 0 | Very Popular Size has in stock 4,000 ft. rolls. Recommended quantity: 300
HOWRD-BOP-PRT-0019 | AAC Transmission Cable, Narcissus, 1272 kcmil, 61 aluminimum strands, 1.3&quot; diameter, 1192 lb pe | Southwire | Howard |  | Feet | 3.88 |  |  |  | EverPower |  | 0 | Recommended quantity: 650
HOWRD-BOP-PRT-0020 | Surge Arrester; 30 kV rated; 24.4 kV MCOV; polymer housing; Standard energy handling (3.4 kJ/kV MCOV | Cooper Power Systems | Howard |  | Each | 421.85 | UI 030024 20 4 5 A 11 |  |  | EverPower |  | 1 | Recommended quantity: 1
HOWRD-BOP-PRT-0021 | 138 kV nominal system voltage station class surge arrester - UltraSIL housed VariSTAR type, MOV, 108 | Cooper Power Systems | Howard |  | Each | 1290 | UI 108084 58 4 5 A 11 |  |  | EverPower |  | 1 | Recommended quantity: 1
HOWRD-BOP-PRT-0022 | Fuse Cut-out,, type c standard, no arrestor, 36 kV, 170 kvbil, 100 A continuous, 12000 A interruptin | A.B Chance | Howard |  | Each | 139.5 | C710-613P |  |  | EverPower |  | 0 | Recommended quantity: 139.5
HOWRD-BOP-PRT-0023 | Fuse Link, Type K, 6 amp | A.B Chance | Howard |  | Each | 0 | M6KA23 |  |  | EverPower |  | 0 | Recommended quantity: 3.4
HOWRD-BOP-PRT-0024 | Fuse Link, Type K, 1 amp | A.B Chance | Howard |  | Each | 0 | M1KA23 |  |  | EverPower |  | 0 | Recommended quantity: 3.4
HOWRD-BOP-PRT-0025 | Fuse, Current limiting Back-up, 35 kV system voltage, 1 Spade side, 1 stud side, with a parellel cla | Hi-Tech Fuses | Howard |  | Each | 0 | HTDE255012 |  |  | EverPower |  | 1 | Recommended quantity:
HOWRD-BOP-PRT-0027 | 15 A Midget Fuse | Littlefuse | Howard |  | Each | 3.5 | BLN 15 |  |  | EverPower |  | 0 | Recommended quantity: 6
HOWRD-BOP-PRT-0028 | 20 A fuse, Dual-element, time delay class RK5 | General Electric | Howard |  | Each | 13.5 |  |  |  | EverPower |  | 0 | Recommended quantity: 1
HOWRD-BOP-PRT-0029 | 34.5 kV Voltage Transformer, wound-type, single pole, 200 kV BIL, 300/175:1, 0.3 W-Y | Ritz | Howard |  | Each | 2675 | VEF 36-10 |  |  | EverPower |  | 0 | Recommended quantity: 1
HOWRD-BOP-PRT-0030 | 115kV Voltage Transformer, 550kV BIL, 60 Hz, oil filled, Single Bushing, Magnetic Type, Ratios 1000/ | Trench | Howard |  | Each | 10555 | UT5550115 |  |  | EverPower |  | 1 | Recommended quantity: 1
HOWRD-BOP-PRT-0031 | Stationary Contact Support | Siemens (SF6 parts) | Howard |  | Each | 0 | 428-00319-001 |  |  | EverPower |  | 0 | Parts for SF6 breaker. NOTE: NOT AVAILABLE CAN BUY COMPLETE POLE WOULD NEED S/N. Recommended quantity: 1
HOWRD-BOP-PRT-0032 | Moving Contact Assembly | Siemens (SF6 parts) | Howard |  | Each | 0 | 428-00316-001 |  |  | EverPower |  | 0 | Parts for SF6 breaker. NOTE: NOT AVAILABLE CAN BUY COMPLETE POLE WOULD NEED S/N. Recommended quantity: 1
HOWRD-BOP-PRT-0033 | Major Inspection Parts Kit | Siemens (SF6 parts) | Howard |  | Each | 1795 | 72-182-863-812 |  |  | EverPower |  | 1 | Parts for SF6 breaker. Recommended quantity: 1
HOWRD-BOP-PRT-0034 | Rupture Disk | Siemens (SF6 parts) | Howard |  | Each | 296.5 | 72-183-253-001 |  |  | EverPower |  | 1 | Parts for SF6 breaker. Recommended quantity: 1
HOWRD-BOP-PRT-0035 | Rupture Disk Gasket 5.25 Solid | Siemens (SF6 parts) | Howard |  | Each | 55.25 | 72-182-584-002 |  |  | EverPower |  | 1 | Parts for SF6 breaker. Recommended quantity: 2
HOWRD-BOP-PRT-0036 | Close Coil, 125 V | Siemens (SF6 parts) | Howard |  | Each | 405 | 412-11176-023 |  |  | EverPower |  | 1 | Parts for SF6 breaker. Recommended quantity: 1
HOWRD-BOP-PRT-0037 | Trip Coil, 125 V | Siemens (SF6 parts) | Howard |  | Each | 405 | 412-11176-034 |  |  | EverPower |  | 1 | Parts for SF6 breaker. Recommended quantity: 1
HOWRD-BOP-PRT-0038 | Motor w/ Drive Gear, 120V-125V AC/DC | Siemens (SF6 parts) | Howard |  | Each | 1165 | 72-183-169-503 |  |  | EverPower |  | 1 | Parts for SF6 breaker. Recommended quantity: 1
HOWRD-BOP-PRT-0039 | HV Bushings, 115kV | PCORE | Howard |  | Each | 6765 | POC650G0800S |  |  | EverPower |  | 1 | Recommended quantity: 1
HOWRD-BOP-PRT-0041 | HO Bushing 25kV | PCORE | Howard |  | Each | 2950 | 88713-70 |  |  | EverPower |  | 1 | Recommended quantity: 1
HOWRD-BOP-PRT-0042 | HV Lightning Arrester, 108 kV | Ohio Brass | Howard |  | Each | 1605 | 219584-5001 |  |  | EverPower |  | 1 | Recommended quantity: 1
HOWRD-BOP-PRT-0043 | LV Lightning Arrester, 30 kV | Ohio Brass | Howard |  | Each | 686 | 216024-5001 |  |  | EverPower |  | 1 | Recommended quantity: 1
HOWRD-BOP-PRT-0018 | ION-7650_Back up revenue meter with Ethernet communication and built in modem. | Schneider Electric | Howard |  | Each | 8090 | ION -7650 |  | S7650A0C0B6C1A0A | EverPower |  | 0 | Recommended quantity: 1
KRAYN-BOP-PRT-0293 | #2 Copper Wire (copper clad)500 Ft AFL |  | Highland 1 |  | Each |  | Q6C19X1055ACA | Q6C19X1055ACA | Q6C19X1055ACA | EverPower | AFL | 1
HIGNO-BOP-PRT-0011 | 115 PA XFMR Technology HV bushing | Pennsylvania Transformer technology Inc. | Highland North | Substation | Each | 4440 | POC550G0800S |  | POC550G0800S | EverPower | Pennsylvania Transformer Technology | 1
HIGNO-BOP-PRT-0012 | 34.5kV PA XFMR Technology LV bushing | Pennsylvania Transformer technology Inc. | Highland North | Substation | Each | 2832 | B-88823-70 |  | POC550G0800S | EverPower | Pennsylvania Transformer Technology | 1
HGHLD-BOP-PRT-0007 | Connector,split bolts | Grainger Highland North | Highland General | Substation | Each | 9.55 | 3LK36 | 5940-00-409-3665 | 2H | EverPower | Thomas &amp; Betts | 45 | 10/10/2012 Robert Warner - Split bolts for substation fence grounding.,
HIGNO-BOP-PRT-0005 | HINO MET Transformer | HITE | Highland North | MET Tower | Each | 531.75 | 97037593050 | 97037593050 | 97037593050 | EverPower | Hammond Power | 0 | 5/31/2013 Michael Hoffman - Spare Transformer for MET tower on Highland North,
HOWRD-BOP-PRT-0026 | 1 pole, 600V, 30A, 100kA interupting , Dead Front, #061 to #14 Cu. For class type Midget | Littlefuse | Howard |  | Each | 19.55 | LPSM001ID |  |  | EverPower |  | 0 | Recommended quantity: 3
HOWRD-BOP-PRT-0040 | LV Bushing, 34.5kV; LV Neutral Bushing 34.5kV | PCORE | Howard |  | Each | 3550 | 88823-70 |  |  | EverPower |  | 1 | Recommended quantity: 1
HGHLD-BOP-PRT-0019 | BUR YGHP58C2W-2 1/2-5/8 HYTAP | Wesco Tools | Highland General | Collection System | Each | 11.42 | 78181000218 | 78181000218 | 78181000218 | EverPower | Burndy | 5
HIGNO-BOP-PRT-0014 | Circuit Breaker Washers | Grainger | Highland North | PMTs | Each | 12.61 | 22UH22 | 22UH22 | 22UH22 | EverPower |  | 8
HIGNO-BOP-PRT-0015 | Circuit Breaker NUTS | Grainger | Highland North | PMTs | Each | 12.09 | 22UH55 | 22UH55 | 22UH55 | EverPower |  | 2
HIGNO-BOP-PRT-0016 | Qualitrol PMT Pressure Relief Valves |  | Highland North | PMTs | Each | 23.85 | 201-020-06 | 201-020-06 | 201-020-06 | EverPower | Qualitrol | 20
KRAYN-BOP-PRT-0283 | (Krayn) Liquid Level Gauge | Howard Industries | Highland 1 | PMTs | Each | 27 | 0061-002720-265 | 0061-002720-265 |  | EverPower | Qualitrol | 1 | 6/7/2013 Michael Hoffman - Liquid level guage VIAT 805N w/gasket
KRAYN-BOP-PRT-0284 | (Krayn) Pressure-Vacuum Gauge | Howard Industries | Highland 1 | PMTs | Each | 43 | 0061-100200-000 | 0061-100200-000 | 0061-100200-000 | EverPower |  | 1
KRAYN-BOP-PRT-0286 | (Krayn) Thermometer Gauge | Howard Industries | Highland 1 | PMTs | Each | 604 | 0061-002752-900 | 0061-002752-900 | QUAL.165-209-01 | EverPower | Qualitrol | 2 | 6/7/2013 Michael Hoffman - Thermometer Guage Qual. 165-209-01,ASM/CONT
KRAYN-BOP-PRT-0285 | (krayn) Pressure Relief Valve | Howard Industries | Highland 1 | PMTs | Each | 43 | 0061-002828-101 | 0061-002828-101 | QUAL.202-035-01 | EverPower | Qualitrol | 1 | 5/27/2014 Michael Hoffman - used to relieve pressure on PMT ,4/29/2014 Michael Hoffman - ,6/7/2013 Michael Hoffman - Pressure Relief Valve QUAL.202-035-01
HGHLD-PRT-0013 | CU Clad Signs (substation) | Electromark | Highland General | Substation | Each | 62.39 | 1Z1125260300664129 |  |  | EverPower |  | 0
KRAYN-BOP-PRT-0304 | Terminal TT-UKK5-D/24DC (OLD) | Nordex USA JOBO | Highland 1 | WTGs | Each | 31.34 | 700073873 |  |  | Nordex USA |  | 0 | 4/26/2012 Kevin Wigell - From Nordex order number 19902 for lightning damage repair.,
HIGNO-BOP-PRT-0017 | (HINO) Temp gauge- 5 Direct MT Thermo 2 SW |  | Highland North | PMTs | Each | 946.87 | 167-204-01 | 167-204-01 | 167-204-01 | EverPower | Qualitrol | 3
HIGNO-BOP-PRT-0018 | 3.5 Liquid Level Gauge |  | Highland North | PMTs | Each | 485.04 | 032-35E | 032-35E | 032-35E | EverPower | Qualitrol | 2
HIGNO-BOP-PRT-0019 | PMT Pressure Gauge- PV GAGE 10-0-10PSI |  | Highland North | PMTs | Each | 196.06 | 050-35E | 050-35E | 050-35E | EverPower | Qualitrol | 1
HGHLD-BOP-PRT-0023 | PT fuses (Bussman) | Grainger | Highland General | Substation | Each | 3.75 | 6C171 | 5920-00-221-1642 | BAF-15 | EverPower | Bussman | 4
KRAYN-BOP-PRT-0311 | PMT Lightning Arrestors 27kV |  | Highland 1 | PMTs | Each |  | 375ESA-27 | 375ESA-27 | 375ESA-27 | EverPower | Elastimold | 2
KRAYN-BOP-PRT-0282 | PMT CLF, Fuse | Howard Industries | Highland 1 |  | Each | 414 | 0061-188625-265 | HTSS252300 23 | 0061-001987-110 | EverPower |  | 6 | 6/7/2013 Michael Hoffman - CLF, Fuse HTSS252300 23,100c 1/4 ID,
TWINR-BOP-PRT-441 | SEL 351S Relay | Schweitzer Engineering Laboratories | Twin Ridges |  | Each | 3165 | SEL #0351S6XH53A5421 |  |  | EverPower |  | 2
TWINR-BOP-PRT-443 | ABB PR121/P-LSIG LSIG CB TRIP U | WESCO Distribution | Twin Ridges |  |  | 2386.86 |  |  |  | EverPower | ABB | 4
HIGNO-BOP-PRT-0020 | IBS TR5 2AT Fuse (Phoenix) | Grainger | Highland North | WTGs | Each | 11.69 | 27 52 50 5 | IBS TR5 2AT | IBS TR5 2AT | EverPower | Phoenix Contact | 10
REPWR-PRT-1512 | Filter element, breather, Internormen |  |  | WTGs | Each |  | 42630 |  |  | REpower USA |  | 0
REPWR-PRT-1538 | Filter element, breather, Internormen | REpower USA | Twin Ridges | WTGs | Each | 3676.01 | 42630 |  |  | REpower USA |  | 0
REPWR-PRT-1540 | SKF Accelerometer (607M78/M015BZ) |  |  | WTGs | Each |  | 37880S |  |  | REpower USA
REPWR-PRT-1541 | SKF Accelerometer (607M78/M015BZ) |  |  | WTGs | Each |  | 37880s |  |  | REpower USA |  | 0
KRAYN-NDX-PRT-0101 | DI modul IB ST ZF 24 DI32/2 |  |  |  | PCE | 738 | 10238 |  |  |  |  | 0
HGHLD-PRT-0017 | 10FT x 5/8 CU Ground Rod | WESCO Distribution | Highland General | Collection System |  | 15.85 | 78285630611 |  |  | EverPower |  | 4
HIGNO-BOP-PRT-0021 | KE6S4 Shunt Open Coil - 230VAC Shunt Trip | ABB (parts) | Highland North | PMTs | PCE | 322.65 | KE6S4 | KE6S4 | KE6S4 | EverPower | ABB | 1
KRAYN-BOP-PRT-0335 | 3/4 LT/STR/IT Liquidtite STR VONN W/INS T | Scott Electric | Highland 1 | MET Tower | Each | 1.37 | 20716 |  |  | EverPower | Scott Electric | 4
KRAYN-BOP-PRT-0336 | SIE Q115 15A SP Plug-In Breaker | Scott Electric | Highland 1 | MET Tower | Each | 3.59 | 39-40 |  |  | EverPower | Scott Electric | 2
KRAYN-BOP-PRT-0337 | PEN BS4A-6 #22-18 #6 STUD INS SPADE TERM | Scott Electric | Highland 1 | MET Tower | Each | 0.21 | 229523 |  |  | EverPower | Scott Electric | 100
KRAYN-BOP-PRT-0338 | SIE W0408ML1125 125A 1PH N3R 4-CIR MAIN L | Scott Electric | Highland 1 | MET Tower | Each | 34.85 | 143021 |  |  | EverPower | Scott Electric | 1
KRAYN-BOP-PRT-0339 | Circuit Breaker & Surge Protection Device SIE QSA2020SPD | Scott Electric | Highland 1 | MET Tower | Each | 34.85 | 863918 |  |  | EverPower | Scott Electric | 1
KRAYN-BOP-PRT-0340 | BUR GD1926 2/0 Parallel GRNDCONN | WESCO Distribution | Highland 1 | Collection System | Each | 161.33 | 78181026036 |  |  | EverPower | Burndy | 2
HIGNO-BOP-PRT-0023 | (24.4kV MCOV) HPS 2160243001 24.4kV VL Arrester | WESCO Distribution | Highland North | Substation | Each | 668.46 | 216024-3001 | 2160243001 | 2160243001 | EverPower | Hubbell | 12
HIGNO-BOP-PRT-0022 | (84kV MCOV) HPS MVN108GA084AA 108kV Arrester | WESCO Distribution | Highland North | Substation | Each | 1677.33 | HPS MVN108GA084AA | MVN108GA084AA | MVN108GA084AA | EverPower | Hubbell | 3
HIGNO-BOP-PRT-0024 | (115kV: 115V/69V CVT) ALST***OTCF 123.1M | WESCO Distribution | Highland North | Substation | Each | 6958.82 | ALST***OTCF 123.1M | OTCF 123.1M | OTCF 123.1M | EverPower | Areva Ritz | 0
KRAYN-BOP-PRT-0344 | (VT-MV-T1) 34.5kV:115kV/69V | WESCO Distribution | Highland 1 | Substation | Each | 2923.53 | ARL-V***123031010.60372 | 123031010.6037 | 123031010.6037 | EverPower | Ritz |  | 8/20/2014 Michael Hoffman - ,,Product Information:,,VT-MV-T1:,34.5kV: 115kV/69V,(X) 175/300:1,ACC: 0.3 WXY,,CAT# 123031010 60372,RITZ (VEF 36-10),200kV BIL 175/300:1,03.W-Y,,Wesco Information:,ARL-V 123031010.603 Porcelain,Factory Stocked Item: $2,923.53 - (7/28/2014)
KRAYN-BOP-PRT-0343 | (SA-F11;SA-F21) 22kV MCOV | WESCO Distribution | Highland 1 | Substation | Each | 381.49 | CPS***USAA027022A1645A11 | USAA027022A1645A11 | USAA027022A1645A11 | EverPower | Cooper | 3 | 8/20/2014 Michael Hoffman - ,,Product Information:,,SA-F11; SA-F21:,27kV,22kV MCOV,,COOPER US027A,,WESCO Catalog Number:,CPS***USAA027022A1645A11,4 week lead time,Price $ 381.49 (8/15/14),,,
KRAYN-BOP-PRT-0342 | (SA-T12) 24kV MCOV | Pennsylvania Transformer technology Inc. | Highland 1 | Substation | Each | 400 | 3008223001 PV1-LP | 3008223001 PV1-LP | 3008223001 PV1-LP | EverPower | Ohio Brass (Hubbell) | 3 | 8/20/2014 Michael Hoffman - ,,Product Information: (reference to drawings),,SA-T12:,30kV,24kV MCOV,Ohio Brass: PVI 300022,,Pa Transformer:,3008223001 PV1-LP,22kV MCOV,Price: $400.00,30 day lead time,,,
KRAYN-BOP-PRT-0341 | (SA-T11) 70kV MCOV | Pennsylvania Transformer technology Inc. | Highland 1 | Substation | Each | 1656 | EVP00700003001 | EVP00700003001 | EVP00700003001 | EverPower | Ohio Brass (Hubbell) | 3 | 8/20/2014 Michael Hoffman - ,Product Information:,,SA-T11:,90 kV,70 kV MCOV,,Ohio Brass: PVI 300070,,Pa Transformer:,EVP00700003001,$1,656.00,30 day lead time,
HIGNO-BOP-PRT-0025 | (VT-MV-T2) 34.5kV:115V/69V | WESCO Distribution | Highland North | Substation | Each | 3528.2 | ABB***7525A92G01 VOZ-20 | 7525A92G01 | 7525A92G01 VOZ-20 | EverPower | ABB | 0
HGHLD-BOP-PRT-0024 | TT-SLKK5/ 24DC (TB w/ ground block) | Grant Industrial Controls, INC. | Highland General | WTGs | Each | 16.24 | 2794903 | 2794903 | TT-SLK55/ 24DC | EverPower | Phoenix Contact | 1
HGHLD-BOP-PRT-0025 | TT-ST-M-SFP-24AC (TERMITRAB) | Grant Industrial Controls, INC. | Highland General | WTGs | Each | 81.66 | 2858946 | 2858946 | TT-ST-M-SFP-24AC | EverPower | Phoenix Contact | 1
HGHLD-BOP-PRT-0026 | BUR YGHC2C2 2STR COMP GRD TAP | WESCO Distribution | Highland General | Collection System | Each | 7.3 | 7818102201 |  |  | EverPower | Burndy | 0
PRT-543 | BUR YGHC2C2 2STR COMP GRD TAP | WESCO Distribution | Highland General | Collection System | Each | 7.3 | 7818102201 |  |  | EverPower | Burndy
GAMSA-PRT-0426 | DOOR SAFETY LOCK, TOP CABINET G8X INGET. | Gamesa Wind US LLC | Patton | WTGs |  | 0 | GP030428 |  |  | Gamesa
GAMSA-PRT-0427 | SCR.ISO 4017-M10x50-8.8-DAC500B | Gamesa Wind US LLC | Patton | WTGs |  | 0 | GP006520 |  |  | Gamesa | Square D
GAMSA-PRT-0428 | SUPPORT ARM FOR ANEMO BRACKET HT | Gamesa Wind US LLC | Patton | WTGs |  | 0 | GP025987 |  |  | Gamesa | Square D
GAMSA-PRT-0429 | SEACHER LEVEL GEARBOX HANSEN | Gamesa Wind US LLC | Patton | WTGs |  | 0 | GP027902 |  |  | Gamesa | Square D
GAMSA-PRT-0430 | 100-115-40 FRICTION BEARING | Gamesa Wind US LLC | Patton | WTGs |  | 0 | GP021965 |  |  | Gamesa | Square D
GAMSA-PRT-0431 | G87GF CYLINDER HOLDER (MACHINING) | Gamesa Wind US LLC | Patton | WTGs |  | 0 | GP022073 |  |  | Gamesa | Square D
GAMSA-PRT-0432 | SONIC BRACKET G8X | Gamesa Wind US LLC | Patton | WTGs |  | 0 | GP107638 |  |  | Gamesa | Square D
GAMSA-PRT-0433 | BOLT RETAINER G9X | Gamesa Wind US LLC | Patton | WTGs |  | 0 | GP121846 |  |  | Gamesa | Square D
GAMSA-PRT-0434 | 6 MONTHS MAINTENANCE KIT G97 DTC CANT | Gamesa Wind US LLC | Patton | WTGs |  | 0 | GP263544 |  |  | Gamesa | Square D
GAMSA-PRT-0435 | 1 AUXILIARY CONTACT BLOCK N.O CE5-10 D 0 | Gamesa Wind US LLC | Patton | WTGs |  | 0 | 50879 |  |  | Gamesa | Square D
GAMSA-PRT-0436 | REL_PHO_OPT-24DC/ 24DC/ 2_2966595 | Gamesa Wind US LLC | Patton | WTGs |  | 0 | GP004263 |  |  | Gamesa | Square D
GAMSA-PRT-0437 | BARDAHL BIODEGREASER SOLVENT | Gamesa Wind US LLC | Patton | WTGs |  | 0 | GP047940 |  |  | Gamesa | Square D
REPWR-PRT-1140 | automatic circuit breaker ABB 1pol S201- |  |  | WTGs | Each | 0 | 40485 |  |  | REpower USA |  | 0
REPWR-PRT-1542 | BREAKER - C-MINIATURE CIRCUIT BREAKER 1- |  |  | WTGs | [5 empty] | REpower USA
REPWR-PRT-1137 | AUXILIARY EQUIPMENT - AUXILIARY CONTACT |  |  | WTGs | Each | 0 | 40482 |  |  | REpower USA |  | 0
PRT-077 | Modul | REpower USA | Howard | WTGs | Each |  | 25723 |  |  | REpower USA |  | 2
REPWR-PRT-1518 | Sandwich plate |  |  | WTGs |  |  | 49507 |  |  | REpower USA |  | 0
REPWR-PRT-1535 | Sandwich plate |  |  | WTGs |  |  | 51319 |  |  | REpower USA |  | 0
REPWR-PRT-1519 | Functional module NBMDS 16-Y/S/EM 21 V/1 |  |  | WTGs |  |  | 45695 |  |  | REpower USA |  | 0
REPWR-PRT-1182 | Limit switch 91&#176;+95&#176; SSB w/cable + plug |  |  | WTGs | Each | 0 | 42109 |  |  | REpower USA |  | 0
REPWR-PRT-1520 | seal ring 22x27x1 |  |  | WTGs |  |  | 40193 |  |  | REpower USA |  | 0
PRT-052 | Lubrication plant p.Lincolnset1 | REpower USA | Howard | WTGs | Each |  | 20430 |  |  | REpower USA |  | 1
REPWR-PRT-1522 | Lamp hub 120V/60Hz SSB |  |  | WTGs |  |  | 28979d |  |  | REpower USA
HGHLD-PRT-0018 | Electrical Grounding Access Enclosure | WESCO Distribution | Highland General | Collection System | Each | 27.04 | 780366 |  | 170132 | EverPower | Highline | 5
HGHLD-PRT-0019 | Shielded CAT-5e Cable (1000ft) | Scott Electric | Highland General |  | Feet | 240.23 | 26-04 | 24-4PR PVC/SHLD LEVEL 5 Cable |  | EverPower | Scott Electric | 1
PRT-541 | Directional Fault Locators | WESCO Distribution | Highland 1 | Collection System | Each | 181.17 | 780355 | SEL-MTL ***3TPRV-1200-IR-DT-J6 | 3TPRV-1200-IR-DT-J6 | EverPower
PRT-542 | Directional Fault Locators | WESCO Distribution | Highland 1 | Collection System | Each | 181.17 | 780355 | SEL-MTL ***3TPRV-1200-IR-DT-J6 | 3TPRV-1200-IR-DT-J6 | EverPower
PATTN-BOP-PRT-468 | Insulator 34.5KV BIL Standard Strength | Modern Wholesale Electric | Patton | Substation | Each | 100 | 315210-70 |  | 315210-70 | EverPower | Lapp | 2
PATTN-BOP-PRT-469 | Insulator 46 kc 250KV BIL High Strength | Modern Wholesale Electric | Patton | Substation |  | 300 | 315267-70 |  | 315267-70 | EverPower | Lapp | 2
PATTN-BOP-PRT-470 | Surge Arrestor 36KV 25KV MCOV Polymer Station Class | Modern Wholesale Electric | Patton | Substation |  | 500 | Q030SA024A |  | Q030SA024A | EverPower | ABB | 2
PATTN-BOP-PRT-471 | Y-Relay (46kv breaker) | Modern Wholesale Electric | Patton | Substation |  | 420 | 72380836006 |  | 72380836006 | EverPower | Siemens | 1
PATTN-BOP-PRT-472 | Trip Coil (46kv breaker) | Modern Wholesale Electric | Patton | Substation |  | 405 | 41211176034 |  |  | EverPower | Siemens | 1
PATTN-BOP-PRT-473 | Close Coil (46kv breaker) | Modern Wholesale Electric | Patton | Substation |  | 405 | 41211176023 |  |  | EverPower | Siemens | 1
PATTN-BOP-PRT-474 | Motor (46kv breaker) | Modern Wholesale Electric | Patton | Substation |  | 1160 | 41211204007 |  |  | EverPower | Siemens | 1
BGSKY-BOP-PRT-0001 | 362PMI40-12 DISC, RUPTURE 2-inch DIA |  | Big Sky |  | Each | 184 | 366C08201 |  | 366C08201 | EverPower | ABB | 1
BGSKY-BOP-PRT-0002 | 362PMI40-12 SOLENOID VALVE, 24/125 VDC, 3 CYCLE |  | Big Sky |  | Each | 729 | GPFX730094R92 |  | GPFX730094R92 | EverPower | ABB | 2
BGSKY-BOP-PRT-0003 | 362PMI40-12 MOTOR, UNIVERSAL, 1900W, 110-125V |  | Big Sky |  | Each | 857 | GPFX052165P16 |  | GPFX052165P16 | EverPower | ABB | 1
BGSKY-BOP-PRT-0004 | 362PMI40-12 HEATER, 300W 230V, CABINET |  | Big Sky |  | Each | 19 | 495B14703 |  | 495B14703 | EverPower | ABB | 1
BGSKY-BOP-PRT-0005 | 362PMI40-12 Spare Interrupter, 362KV |  | Big Sky |  | Each | 19890 | 526D70501 |  | 526D70501 | EverPower | ABB | 1
BGSKY-BOP-PRT-0006 | 362PMI40-12 Pressure Gauge, temp compensated |  | Big Sky |  | Each | 374 | 458B12101 |  | 458B12101 | EverPower | ABB | 1
BGSKY-BOP-PRT-0007 | 362PMI40-12 VALVE, CHECK |  | Big Sky |  | Each | 69 | 962B56201 |  | 962B56201 | EverPower | ABB | 1
BGSKY-BOP-PRT-0008 | SPS2-38.0-40-3000 Density Switch |  | Big Sky |  | Each | 975 | 72281596002 |  | 72281596002 | EverPower | Siemens | 1
BGSKY-BOP-PRT-0009 | SPS2-145-40-1200 Density Switch |  | Big Sky |  | Each | 1075 | 72281596001 |  | 72281596001 | EverPower | Siemens | 1
BGSKY-BOP-PRT-0010 | 125 VDC trip coil |  | Big Sky |  | Each | 343 | 41211176034 |  | 41211176034 | EverPower | Siemens | 1
BGSKY-BOP-PRT-0011 | 125 VDC close coil |  | Big Sky |  | Each | 343 | 41211176023 |  | 41211176023 | EverPower | Siemens | 1
BGSKY-BOP-PRT-0012 | 125 VDC motor |  | Big Sky |  | Each | 987 | 41211204007 |  | 41211204007 | EverPower | Siemens | 1
BGSKY-BOP-PRT-0013 | 125 VDC anti-pump 52Y relay |  | Big Sky |  | Each | 356 | 72380836006 |  | 72380836006 | EverPower | Siemens | 1
BGSKY-BOP-PRT-0014 | EV-2 345kV Jaw Contacts |  | Big Sky |  | Each | 101.18 | 8124719 |  | 8124719 | EverPower | Southern States | 1
BGSKY-BOP-PRT-0015 | EV-2 345kV Blade contact bar |  | Big Sky |  | Each | 129.41 | 8124723 |  | 8124723 | EverPower | Southern States | 1
BGSKY-BOP-PRT-0016 | EV-2 345kV Arcing horn assembly |  | Big Sky |  | Each | 407.06 | 8126769 |  | 8126769 | EverPower | Southern States | 1
BGSKY-BOP-PRT-0017 | EC-1V 138kV Male contacts |  | Big Sky |  | Each | 283.53 | 8125637 |  | 8125637 | EverPower | Southern States | 1
BGSKY-BOP-PRT-0018 | EC-1V 138kV Female contacts |  | Big Sky |  | Each | 98.82 | 1707167 |  | 1707167 | EverPower | Southern States | 1
BGSKY-BOP-PRT-0019 | EC-1V 138kV Arcing Horn assembly |  | Big Sky |  | Each | 62.35 | 8128611 |  | 8128611 | EverPower | Southern States | 1
BGSKY-BOP-PRT-0020 | 138 kV CCVT Potential Tx |  | Big Sky |  | Each | 6750 | OTCF 145.SR |  | OTCF 145.SR | EverPower | Ritz | 2
BGSKY-BOP-PRT-0021 | 345 kV CCVT Potential Tx |  | Big Sky |  | Each | 10250 | OTCF 362 |  | OTCF 362 | EverPower | Ritz | 1
BGSKY-BOP-PRT-0022 | Voltage Transformer 175/300:1 |  | Big Sky |  | Each | 2260 | VEF 36-10 |  | VEF 36-10 | EverPower | Ritz | 2
BGSKY-BOP-PRT-0024 | 84kv MCOV |  | Big Sky |  | Each | 1991.84 | 9L11SXA108S |  | 9L11SXA108S | EverPower | GE | 1
BGSKY-BOP-PRT-0025 | 220kv MCOV |  | Big Sky |  | Each | 5766.42 | 9L11ZTA276S |  | 9L11ZTA276S | EverPower | GE | 1
BGSKY-BOP-PRT-0029 | DTC, 60Hz, SCADA, LCD Load Tap Controller |  | Big Sky |  | Each | 2091.76 | M-2001C-6SL |  | M-2001C-6SL | EverPower | Beckwith Electric | 1
BGSKY-BOP-PRT-0030 | SDV6-38 Bushing 38 kV |  | Big Sky |  | Each | 3093 | A7B91500023467 |  | A7B91500023467 | EverPower | Siemens | 1
BGSKY-BOP-PRT-0031 | SDV6-38 VS30030 vacuum bottle | Siemens | Big Sky |  | Each | 3319 | 18-737-104-511 |  | 18-737-104-511 | EverPower | Siemens | 1
BGSKY-BOP-PRT-0032 | SDV6-38 Close coil 125 VDC |  | Big Sky |  | Each | 557 | 32-500-640-106 |  | 32-500-640-106 | EverPower | Siemens | 1
BGSKY-BOP-PRT-0033 | SDV6-38 Trip coil 125 VDC |  | Big Sky |  | Each | 557 | 32-500-640-105 |  | 32-500-640-105 | EverPower | Siemens | 1
BGSKY-BOP-PRT-0034 | SDV6-38 125 VDC anti-pump 52Y relay |  | Big Sky |  | Each | 222.35 | 15-172-275-003 |  | 15-172-275-003 | EverPower | Siemens | 1
BGSKY-BOP-PRT-0035 | SDV6-38 Motor 125 VDC |  | Big Sky |  | Each | 1230 | 32-500-184-212 |  | 32-500-184-212 | EverPower | Siemens | 1
BGSKY-BOP-PRT-0036 | SDV6-38 Second trip |  | Big Sky |  | Each | 1694 | 43-801-180-033 |  | 43-801-180-033 | EverPower | Siemens | 1
BGSKY-BOP-PRT-0037 | SDV6-38 Aux relay 27AC |  | Big Sky |  | Each | 97 | 15-172-212-215 |  | 15-172-212-215 | EverPower | Siemens | 1
BGSKY-BOP-PRT-0038 | SDV6-38 Timer 52AL |  | Big Sky |  | Each | 204 | 25-154-689-005 |  | 25-154-689-005 | EverPower | Siemens | 1
BGSKY-BOP-PRT-0039 | VM-1 104 125 VDC Motor Operator Motor |  | Big Sky |  | Each | 970.59 | 1470063 |  | 1470063 | EverPower | Square D | 1
BGSKY-BOP-PRT-0040 | VM-1 104 125 VDC Motor Operator Overload element |  | Big Sky |  | Each | 23.53 | 1490179 |  | 1490179 | EverPower | Square D | 1
BGSKY-BOP-PRT-0041 | VM-1 104 125 VDC Motor Operator Brake solenoid |  | Big Sky |  | Each | 130.59 | 1490158 |  | 1490158 | EverPower | Square D | 1
BGSKY-BOP-PRT-0042 | VM-1 104 125 VDC Motor Operator Controller |  | Big Sky |  | Each | 223.53 | 1490355 |  | 1490355 | EverPower | Square D | 1
BGSKY-BOP-PRT-0043 | EV-2 34.5 kV 3000 A Disconnect Switch Jaw contacts |  | Big Sky |  | Each | 101.18 | 8124719 |  | 8124719 | EverPower | Square D | 1
BGSKY-BOP-PRT-0044 | EV-2 34.5 kV 3000 A Disconnect Switch Blade contact bar |  | Big Sky |  | Each | 144.71 | 8124388 |  | 8124388 | EverPower | Square D | 1
BGSKY-BOP-PRT-0045 | EV-2 34.5 kV 3000 A Disconnect Switch Arcing horn assembly |  | Big Sky |  | Each | 83.53 | 8124683 |  | 8124683 | EverPower | Square D | 1
BGSKY-BOP-PRT-0046 | 34.5 kV System, 22 kV MCOV Surge Arresters, Polymer |  | Big Sky |  | Each | 522.64 | 9L11XPA027S |  | 9L11XPA027S | EverPower | GE | 1
BGSKY-BOP-PRT-0047 | Station Post Insulator, Porcelain, ANSI 70, TR210, 34.5 kV, 200 kV BIL, 3-inch BC |  | Big Sky |  | Each | 71.53 | 315210-70 |  | 315210-70 | EverPower | Lapp Insulator | 1
BGSKY-BOP-PRT-0023 | 138 kV System, 88 kV MCOVSurge Arresters, Porcelain |  | Big Sky |  | Each | 2035.87 | 9L11ZTA108S |  | 9L11ZTA108S | EverPower | GE | 1
BGSKY-BOP-PRT-0026 | 345 kV System, 212 kV MCOVSurge Arresters, Porcelain |  | Big Sky |  | Each | 5887.47 | 9L11ZTA264S |  | 9L11ZTA264S | EverPower | GE | 1
BGSKY-BOP-PRT-0027 | Station Post Insulator, Porcelain,ANSI 70, TR288, 138 kV, 650 kV BIL,5-inch BC |  | Big Sky |  | Each | 295.95 | 315288-70 |  | 315288-70 | EverPower | Lapp Insulator | 1
BGSKY-BOP-PRT-0028 | Station Post Insulator, Porcelain,ANSI 70, TR367, 345 kV, 1300 kV BIL,5-inch BC |  | Big Sky |  | Each | 949.41 | 315367-70 |  | 315367-70 | EverPower | Lapp Insulator | 1
BGSKY-BOP-PRT-0048 | 1000 KVA Liquid Filled Padmounted Transformer |  | Big Sky |  | Each | 29000 |  |  |  | EverPower | ABB | 1 | Description:,Type : Liquid-Filled MTR Padmounted Transformer,Fluid : Natural Ester Fluid,Core : Grain Oriented Steel,Phase : 3 Phase,Frequency : 60 Hz,Average Winding Rise : 65 °C,Ambient Temperature : 30 °C,High Voltage : 34500GrdY/19920,High Voltage Taps : No Taps,High Voltage BIL : 150kV BIL,High Voltage Neutral : H0 bushing with ground strap,Low Voltage : 480 Delta,Low Voltage BIL : 30kV BIL,Feed Configuration : Radial feed,Color : Green (Munsell 7GY 3.29/1.5),Customer Specification : T-004, 1/15/2010,,Features (included in price):,TANK & CABINET,? Dry Nitrogen Blanket,? Seismic rated transformer design with seismic anchors,? Penta-head cabinet handle bolt,? Heavy 18 SST Door Rods,? Heavy Duty Door Stop Clip,? Gasketed Doors,GROUNDING,? Core Grounding - Accessible through handhole,BUSHINGS,? Threaded stud LV bushings x 3,? 600 amp dead-break bushings (dead front) x 3,? ANSI C57.12.26 Fig 5A & 7 HV bushing pattern (specific 7.0),? No Spades,? ANSI C57.12.26 Fig 7&8a specific stgrd LV bushing pattern,MONITORING,? Liquid level gauge ,? Pressure relief valve ,? Pressure vacuum gauge ,? Dial type thermometer ,? Provisions for pressure/vacuum gauge ,FITTINGS,? External drain valve padlockable box ,MARKINGS,? Special label(s) and/or decal(s) ,OTHER,? 9.5 x 17.5 Tank Handhole Cover,? 30 deep cabinet,? Unit to be Nameplated at 150 kV BIL (Core Coil Designed at 200 kV BIL),? Dissolved Gas Test - One,TESTS,? One Dissolved Gas Test ‡,? Two Dissolved Gas Tests ‡,, Contains less-flammable biodegradable natural ester fluid with no detectable level of PCB, less than 1PPM, at the time of manufacture.,
KRAYN-NDX-PRT-1005 | 24V Relay | Nordex USA JOBO | Highland 1 | WTGs | Each | 0 |  |  |  | Nordex USA |  | 0
KRAYN-NDX-PRT-1013 | Kl&#252;berplex BEM 41-132 cartridge | Nordex USA JOBO | Highland 1 | WTGs | Each | 0 | 24006 |  |  | Nordex USA |  | 0
KRAYN-NDX-PRT-1015 | Mobil SHC Grease 460 WT-16kg pail | Nordex USA JOBO | Highland 1 | WTGs | Each | 0 | 15742 |  |  | Nordex USA |  | 0
KRAYN-NDX-PRT-1097 | Mobil SHC Grease 460 WT-16kg pail | Nordex USA JOBO | Highland 1 | WTGs | Each | 0 | 15742 |  |  | Nordex USA |  | 0
KRAYN-NDX-PRT-1016 | return filter RF BN/HC 30 B B 20 E 1.0 | Nordex USA JOBO | Highland 1 | WTGs | Each | 0 | 23121 |  |  | Nordex USA |  | 0
KRAYN-NDX-PRT-1028 | anti freeze Intercool LCE-50 208l drum | Nordex USA JOBO | Highland 1 | WTGs | Each | 0 | 18688 |  |  | Nordex USA |  | 0
KRAYN-NDX-PRT-1093 | anti freeze Intercool LCE-50 208l drum | Nordex USA JOBO | Highland 1 | WTGs | Each | 0 | 42567 |  |  | Nordex USA |  | 0
KRAYN-NDX-PRT-1022 | anti freeze Intercool LCE-50 208l drum | Nordex USA JOBO | Highland 1 | WTGs | Each | 0 | 42567 |  |  | Nordex USA |  | 0
KRAYN-NDX-PRT-1082 | R&#252;ckmeldung aus MAM | Nordex USA JOBO | Highland 1 | WTGs | Each | 0 | 25502 |  |  | Nordex USA |  | 0
KRAYN-NDX-PRT-1077 | controller f. thermo bypass valve TB55 | Nordex USA JOBO | Highland 1 | WTGs | Each | 0 | 35225 |  |  | Nordex USA |  | 0
KRAYN-NDX-PRT-1099 | Sikaflex 221, white 310ml | Nordex USA JOBO | Highland 1 | WTGs | Each | 0 | 11699 |  |  | Nordex USA |  | 0
KRAYN-NDX-PRT-1033 | Sikaflex 221, white 310ml | Nordex USA JOBO | Highland 1 | WTGs | Each | 0 | 11699 |  |  | Nordex USA |  | 0
KRAYN-NDX-PRT-1035 | WN711GB brushes | Nordex USA JOBO | Highland 1 | WTGs | Each | 0 | 25666 |  |  | Nordex USA |  | 0
KRAYN-NDX-PRT-1075 | WN711GB brushes | Nordex USA JOBO | Highland 1 | WTGs | Each | 0 | 27375 |  |  | Nordex USA |  | 0
KRAYN-NDX-PRT-1096 | Replacement Battery Cartridge RBC31 APC | Nordex USA JOBO | Highland 1 | WTGs | Each | 0 | 30707 |  |  | Nordex USA |  | 0
KRAYN-NDX-PRT-1036 | Replacement Battery Cartridge RBC31 APC | Nordex USA JOBO | Highland 1 | WTGs | Each | 0 | 30707 |  |  | Nordex USA |  | 0
KRAYN-NDX-PRT-1038 | Unknown | Nordex USA JOBO | Highland 1 | WTGs | Each | 0 | 19513 |  |  | Nordex USA |  | 0
KRAYN-NDX-PRT-1039 | Unknown | Nordex USA JOBO | Highland 1 | WTGs | Each | 0 |  |  |  | Nordex USA |  | 0
KRAYN-NDX-PRT-1040 | Unknown | Nordex USA JOBO | Highland 1 | WTGs | Each | 0 | 3531 |  |  | Nordex USA |  | 0
KRAYN-NDX-PRT-1058 | Unknown | Nordex USA JOBO | Highland 1 | WTGs | Each | 0 | 23117 |  |  | Nordex USA |  | 0
KRAYN-NDX-PRT-1059 | Unknown | Nordex USA JOBO | Highland 1 | WTGs | Each | 0 | 24266 |  |  | Nordex USA |  | 0
KRAYN-NDX-PRT-1052 | Unknown | Nordex USA JOBO | Highland 1 | WTGs | Each | 0 | 11781 |  |  | Nordex USA |  | 0
KRAYN-NDX-PRT-1053 | Unknown | Nordex USA JOBO | Highland 1 | WTGs | Each | 0 | 16344 |  |  | Nordex USA |  | 0
KRAYN-NDX-PRT-1054 | Unknown | Nordex USA JOBO | Highland 1 | WTGs | Each | 0 | 4674 |  |  | Nordex USA |  | 0
KRAYN-NDX-PRT-1055 | Unknown | Nordex USA JOBO | Highland 1 | WTGs | Each | 0 | 10934 |  |  | Nordex USA |  | 0
KRAYN-NDX-PRT-1056 | Unknown | Nordex USA JOBO | Highland 1 | WTGs | Each | 0 | 8505 |  |  | Nordex USA |  | 0
KRAYN-NDX-PRT-1007 | universal freq. converter KFD2-UFC-Ex1.D | Nordex USA JOBO | Highland 1 | WTGs | Each | 0 | 25829 |  |  | Nordex USA |  | 0
KRAYN-NDX-PRT-1046 | rep. IGBT power section type RAC 313 | Nordex USA JOBO | Highland 1 | WTGs | Each | 0 | R25480 |  |  | Nordex USA |  | 0
KRAYN-NDX-PRT-1048 | front part nacelle housing CCV | Nordex USA JOBO | Highland 1 | WTGs | Each | 0 | 1028275 |  |  | Nordex USA |  | 0
KRAYN-NDX-PRT-1050 | slip ring oil | Nordex USA JOBO | Highland 1 | WTGs | Each | 0 | 17275 |  |  | Nordex USA |  | 0
KRAYN-NDX-PRT-1051 | diaphr. vessel SBO210-0,16E1/112U-210AK | Nordex USA JOBO | Highland 1 | WTGs | Each | 0 | 24898 |  |  | Nordex USA |  | 0
KRAYN-NDX-PRT-1064 | pressure filter element 0060 D 020 BN4HC | Nordex USA JOBO | Highland 1 | WTGs | Each | 0 | 38740 |  |  | Nordex USA |  | 0
KRAYN-NDX-PRT-1092 | pressure filter element 0060 D 020 BN4HC | Nordex USA JOBO | Highland 1 | WTGs | Each | 0 | 38740 |  |  | Nordex USA |  | 0
KRAYN-NDX-PRT-1140 | pressure filter element 0060 D 020 BN4HC | Nordex USA JOBO | Highland 1 | WTGs | Each | 0 | 38740 |  |  | Nordex USA |  | 0
KRAYN-NDX-PRT-1098 | crane bag 500kg | Nordex USA JOBO | Highland 1 | WTGs | Each | 0 | 34978 |  |  | Nordex USA |  | 0
KRAYN-NDX-PRT-1065 | crane bag 500kg | Nordex USA JOBO | Highland 1 | WTGs | Each | 0 | 34978 |  |  | Nordex USA |  | 0
KRAYN-NDX-PRT-1014 | crane bag 500kg | Nordex USA JOBO | Highland 1 | WTGs | Each | 0 | 8436 |  |  | Nordex USA |  | 0
KRAYN-NDX-PRT-1017 | hydraulic oil K07/K08 | Nordex USA JOBO | Highland 1 | WTGs | Each | 0 | 4888 |  |  | Nordex USA |  | 0
KRAYN-NDX-PRT-1067 | hydraulic oil K07/K08 | Nordex USA JOBO | Highland 1 | WTGs | Each | 0 | 32530 |  |  | Nordex USA |  | 0
KRAYN-NDX-PRT-1100 | hydraulic oil K07/K08 | Nordex USA JOBO | Highland 1 | WTGs | Each | 0 | 32530 |  |  | Nordex USA |  | 0
KRAYN-NDX-PRT-1068 | Fuchs Gleitmo 585K (cartridge 370g) | Nordex USA JOBO | Highland 1 | WTGs | Each | 0 | 26302 |  |  | Nordex USA |  | 0
KRAYN-NDX-PRT-1069 | castrol optigear synthetic X 320 | Nordex USA JOBO | Highland 1 | WTGs | Each | 0 | 34563 |  |  | Nordex USA |  | 0
KRAYN-NDX-PRT-1091 | castrol optigear synthetic X 320 | Nordex USA JOBO | Highland 1 | WTGs | Each | 0 | 34563 |  |  | Nordex USA |  | 0
KRAYN-NDX-PRT-1021 | castrol optigear synthetic X 320 | Nordex USA JOBO | Highland 1 | WTGs | Each | 0 | 25174 |  |  | Nordex USA |  | 0
KRAYN-NDX-PRT-1105 | replacemnt kit thyristor Proton-Infineon | Nordex USA JOBO | Highland 1 | WTGs | Each | 0 | 45128 |  |  | Nordex USA |  | 0
KRAYN-NDX-PRT-1070 | replacemnt kit thyristor Proton-Infineon | Nordex USA JOBO | Highland 1 | WTGs | Each | 0 | 45128 |  |  | Nordex USA |  | 0
KRAYN-NDX-PRT-1072 | controller f. thermo bypass valve TB45 | Nordex USA JOBO | Highland 1 | WTGs | Each | 0 | 19714 |  |  | Nordex USA |  | 0
KRAYN-NDX-PRT-1090 | controller f. thermo bypass valve TB45 | Nordex USA JOBO | Highland 1 | WTGs | Each | 0 | 19714 |  |  | Nordex USA |  | 0
KRAYN-NDX-PRT-1024 | controller f. thermo bypass valve TB45 | Nordex USA JOBO | Highland 1 | WTGs | Each | 0 | 14872 |  |  | Nordex USA |  | 0
KRAYN-NDX-PRT-1073 | Fuchs Gleitmo 585K (bucket 5kg) | Nordex USA JOBO | Highland 1 | WTGs | Each | 0 | 34097 |  |  | Nordex USA |  | 0
KRAYN-NDX-PRT-1074 | connection pressure transducer G1/4'' | Nordex USA JOBO | Highland 1 | WTGs | Each | 0 | 3415 |  |  | Nordex USA |  | 0
KRAYN-NDX-PRT-1029 | pressure transducer HDA 7446-A-250-000 | Nordex USA JOBO | Highland 1 | WTGs | Each | 0 | 27835 |  |  | Nordex USA |  | 0
KRAYN-NDX-PRT-1094 | anemometer Lambrecht PRO-IX 2.0 | Nordex USA JOBO | Highland 1 | WTGs | Each | 0 | 35225 |  |  | Nordex USA |  | 0
KRAYN-NDX-PRT-1095 | supply cable Lambrecht PRO- IX 2.0 | Nordex USA JOBO | Highland 1 | WTGs | Each | 0 | 35229 |  |  | Nordex USA |  | 0
KRAYN-NDX-PRT-1102 | lead-acid batteries type LC-WTV127R2E | Nordex USA JOBO | Highland 1 | WTGs | Each | 0 | 33441 |  |  | Nordex USA |  | 0
KRAYN-NDX-PRT-1106 | yaw brake K08 gamma | Nordex USA JOBO | Highland 1 | WTGs | Each | 0 | 25502 |  |  | Nordex USA |  | 0
KRAYN-NDX-PRT-1113 | filter pad precut part 315x278mm | Nordex USA JOBO | Highland 1 | WTGs | Each | 0 | 37517 |  |  | Nordex USA |  | 0
KRAYN-NDX-PRT-1114 | Filter mat 170x170x17mm, dust &gt;10&#181;m | Nordex USA JOBO | Highland 1 | WTGs | Each | 0 | 9847 |  |  | Nordex USA |  | 0
KRAYN-NDX-PRT-1115 | fine filter mat Typ SK 3183.100 | Nordex USA JOBO | Highland 1 | WTGs | Each | 0 | 16878 |  |  | Nordex USA |  | 0
KRAYN-NDX-PRT-1086 | fine filter mat Typ SK 3183.100 | Nordex USA JOBO | Highland 1 | WTGs | Each | 0 | 16878 |  |  | Nordex USA |  | 0
KRAYN-NDX-PRT-1087 | blanking plug for cooler unit 2000 W | Nordex USA JOBO | Highland 1 | WTGs | Each | 0 | 40969 |  |  | Nordex USA |  | 0
KRAYN-NDX-PRT-1103 | blanking plug for cooler unit 2000 W | Nordex USA JOBO | Highland 1 | WTGs | Each | 0 | 40969 |  |  | Nordex USA |  | 0
KRAYN-NDX-PRT-1043 | blanking plug for cooler unit 2000 W | Nordex USA JOBO | Highland 1 | WTGs | Each | 0 | 23513 |  |  | Nordex USA |  | 0
KRAYN-NDX-PRT-1089 | ultrasonic anemometer 2D compact | Nordex USA JOBO | Highland 1 | WTGs | Each | 0 | 45217 |  |  | Nordex USA |  | 0
KRAYN-NDX-PRT-1101 | heating mat 33W 230V 159x418 | Nordex USA JOBO | Highland 1 | WTGs | Each | 0 | 30068-01 |  |  | Nordex USA |  | 0
KRAYN-NDX-PRT-1104 | wind flag Lambrecht PRO-IX 2.0 | Nordex USA JOBO | Highland 1 | WTGs | Each | 0 | 35226 |  |  | Nordex USA |  | 0
KRAYN-NDX-PRT-1109 | single pole circuit breaker S201-K16 | Nordex USA JOBO | Highland 1 | WTGs | Each | 0 | 20894 |  |  | Nordex USA |  | 0
KRAYN-NDX-PRT-1110 | USV PW9130i-3000T-XL | Nordex USA JOBO | Highland 1 | WTGs | Each | 0 | 39816 |  |  | Nordex USA |  | 0
KRAYN-NDX-PRT-1111 | relay card PW 9120,9170+ Eaton | Nordex USA JOBO | Highland 1 | WTGs | Each | 0 | 38861 |  |  | Nordex USA |  | 0
KRAYN-NDX-PRT-1112 | cable assembly D-SUB15M open 3m for USV | Nordex USA JOBO | Highland 1 | WTGs | Each | 0 | 38852 |  |  | Nordex USA |  | 0
KRAYN-NDX-PRT-1116 | power relay 56.32.8.230.0000 | Nordex USA JOBO | Highland 1 | WTGs | Each | 0 | 27762 |  |  | Nordex USA |  | 0
KRAYN-NDX-PRT-1117 | thyristor power block, TM1-740-22-T1-K2 | Nordex USA JOBO | Highland 1 | WTGs | Each | 0 | 31127 |  |  | Nordex USA |  | 0
KRAYN-NDX-PRT-1076 | thyristor power block, TM1-740-22-T1-K2 | Nordex USA JOBO | Highland 1 | WTGs | Each | 0 | 33811 |  |  | Nordex USA |  | 0
KRAYN-NDX-PRT-1080 | 2/2way seat valve WSM06020W-01M-C-N-24DG | Nordex USA JOBO | Highland 1 | WTGs | Each | 0 | 33441 |  |  | Nordex USA |  | 0
KRAYN-NDX-PRT-1119 | 2/2way seat valve WSM06020W-01M-C-N-24DG | Nordex USA JOBO | Highland 1 | WTGs | Each | 0 | 33828 |  |  | Nordex USA |  | 0
KRAYN-NDX-PRT-1121 | IGBT phase module SKIIP 2403 GB 172-4D | Nordex USA JOBO | Highland 1 | WTGs | Each | 0 | 31151 |  |  | Nordex USA |  | 0
KRAYN-NDX-PRT-1084 | IGBT phase module SKIIP 2403 GB 172-4D | Nordex USA JOBO | Highland 1 | WTGs | Each | 0 | 37517 |  |  | Nordex USA |  | 0
KRAYN-NDX-PRT-1123 | rep. univer. freq. conv. KFD2-UFC-Ex1.D | Nordex USA JOBO | Highland 1 | WTGs | Each | 0 | R23513 |  |  | Nordex USA |  | 0
KRAYN-NDX-PRT-1124 | slip ring unit excl. enc. K08 CCV gamma | Nordex USA JOBO | Highland 1 | WTGs | Each | 0 | 32828 |  |  | Nordex USA |  | 0
KRAYN-NDX-PRT-1132 | 2 way seat valve WSM08130D-01M-C-N-24DG | Nordex USA JOBO | Highland 1 | WTGs | Each | 0 | 33810 |  |  | Nordex USA |  | 0
KRAYN-NDX-PRT-1134 | current collector complete K08 | Nordex USA JOBO | Highland 1 | WTGs | Each | 0 | 29269 |  |  | Nordex USA |  | 0
KRAYN-NDX-PRT-1135 | lubric. pinion K08 gamma Z=8;M=22;C=160 | Nordex USA JOBO | Highland 1 | WTGs | Each | 0 | 39257 |  |  | Nordex USA |  | 0
KRAYN-NDX-PRT-1136 | 2D-acceleration sensor KS22 24V | Nordex USA JOBO | Highland 1 | WTGs | Each | 0 | 10934 |  |  | Nordex USA |  | 0
KRAYN-NDX-PRT-1138 | ST-Bus terminal IBS ST ZF 24 BK DIO8/8/3 | Nordex USA JOBO | Highland 1 | WTGs | Each | 0 | 22124 |  |  | Nordex USA |  | 0
KRAYN-NDX-PRT-1061 | Ruckmeldung aus MAM | Nordex USA JOBO | Highland 1 | WTGs | Each | 0 | 22245 |  |  | Nordex USA |  | 0
KRAYN-NDX-PRT-1026 | Ruckmeldung aus MAM | Nordex USA JOBO | Highland 1 | WTGs | Each | 0 | 19547 |  |  | Nordex USA |  | 0
KRAYN-NDX-PRT-1037 | Ruckmeldung aus MAM | Nordex USA JOBO | Highland 1 | WTGs | Each | 0 | 15857 |  |  | Nordex USA |  | 0
BGSKY-BOP-PRT-0049 | 362PMI40-12 pump element |  | Big Sky | Substation | Each | 478 | GPFX730236P3 |  | GPFX730236P3 | EverPower | ABB | 1
BGSKY-BOP-PRT-0050 | SDV6-38 VS30041 vacuum bottle | Siemens | Big Sky |  | Each | 9513 | 3AY1715-6L |  | 3AY1715-6L | EverPower | Siemens | 1
BGSKY-BOP-PRT-0051 | OrionLX | NovaTech | Big Sky |  | Each | 12600 | OrionLX |  | OrionLX | EverPower |  | 1 | OrionLX Catalog Number: OrionLX-A13-B1-C2-ENEN-CPX-MMB-XM4-IHV-HVXX-01-03-04-07-14-42-44-47-,49-57-35-83-95-99,,1. Standard Hardware and Software Components:, a. One fixed diagnostics/maintenance port (RS-232 and USB), b. One configurable RS-232 port, c. Three USB memory ports, d. Dual Copper Ethernet TCP/IP 10BaseT/100BaseTX (ENEN), e. Single 48V dc to 125V dc/120V ac Power Supplies (HVXX), f. IRIG-B, g. Ethernet client protocol NTP, h. Ethernet server protocols Telnet, SSH, FTP, sFTP, HTTP, HTTPs, NTP, i. Complete Cyber Security Package,2. Hardware Included:, a. Thirteen configurable RS-232 expansion serial ports (A13), b. One RS-485 expansion serial ports (B1), c. Two ST Fiber Card (C2), d. High Performance CPU (CPX) (includes XM4), e. Multimedia Board (MMB), f. Expanded Flash Memory - 4Gb (XM4) (Included with CPX), g. 48V dc or 125V dc nominal inputs (IHV),3. Master (IED) Protocols Included:, a. DNP3 Serial Master (01), b. DNP3 IP Master (03), c. Modbus Master (04), d. Modbus TCP Master (07), e. SEL® ASCII/Fast Messaging (14),4. Slave (SCADA) protocols included:, a. DNP3 Slave (42), b. DNP3 TCP Slave (44), c. L&G Slave (46), d. Modbus Slave (47), e. Modbus TCP Slave (49), f. XML Slave (57),5. Software Options:, a. LogicPak (35), b. Math and Logic (83), c. Alarm/Archive/Retentive (95), d. Advanced Math and Logic (99)
REPWR-PRT-1525 | resistor, 430W FZMU 300x65-10 |  |  | WTGs |  |  | 52308 |  |  | REpower USA |  | 0
REPWR-PRT-1527 | HH-Bolt, M30x240-ISO4014-10.9 |  |  | WTGs |  |  | 11240 |  |  | REpower USA |  | 0
REPWR-PRT-1534 | Nipple, lubricating, VA H1, M10x1 |  |  | WTGs |  |  | 28627 |  |  | REpower USA |  | 0
REPWR-PRT-1539 | SKF Accelerometer (607M78/M010BZ) | REpower USA | Twin Ridges | WTGs | Each | 296.86 | 37878s |  |  | REpower USA | Thies | 0
REPWR-PRT-1524 | CONVERTER - POWER STACK 302 TSS MASTER |  |  | WTGs |  |  | 38674 |  |  | REpower USA |  | 0
PATTN-BOP-PRT-482 | Tee Elbow 35KV 600A 500KCMIL | Modern Wholesale Electric | Patton |  | Each | 295 |  | N/A | BT635N22A1T-CS2P | EverPower | Cooper Power Systems | 2
PATTN-BOP-PRT-483 | Tee Elbow 35KV 600A 1000KCMIL | Modern Wholesale Electric | Patton |  | Each | 295 |  | N/A | BT635N22A1T-CS2P | EverPower | Cooper Power Systems | 4
HIGNO-NDX-PRT-0001 | Rotor blade for N100 WTG | Nordex USA JOBO | Highland North | WTGs | Each | 154366.3 | K08_MODUL_RB_rotor_blade_LM 48.8P3/BA64 |  |  | EverPower |  | 1
PATTN-BOP-PRT-490 | Feeder Breaker Close & Trip Actuator Subset | EMA Electromechanics | Patton |  | Each | 510 |  | N/A | AP23785/80 | EverPower | EMA | 1
HGHLD-PRT-0009 | Eye wash Refill Kit for Bradley Eyewash Station | Grainger | Highland General | Substation | Each | 21.47 | 30J284 |  | S19-949 | EverPower | Bradley | -1
PATTN-BOP-PRT-492 | Limit Switch & Charged Spring Indicator (Feeder Breaker) | EMA Electromechanics | Patton | Collection System |  | 85 | AP8956/802 | N/A | AP8956/802 | EverPower | EMA | 1
PATTN-BOP-PRT-493 | 125 Vdc Anti-Pump Relay (Feeder Breaker) | EMA Electromechanics | Patton | Collection System |  | 110 | AS1462-009 | N/A | AP8956/802 | EverPower | EMA | 1
PATTN-BOP-PRT-495 | 125 Vdc Motor (Feeder Breaker) | EMA Electromechanics | Patton | Collection System |  | 580 | AP9552/80 | N/A | AP8956/802 | EverPower | EMA | 1
PATTN-BOP-PRT-496 | 34.5KV 1200 A Porcelain Bushing (Feeder Breaker) | EMA Electromechanics | Patton | Collection System |  | 1080 | AP9552/80 | N/A | AP8956/802 | EverPower | EMA | 1
PATTN-BOP-PRT-497 | 125 Vdc Trip & Closing Coils (Feeder Breaker) | EMA Electromechanics | Patton | Collection System |  | 510 | AP9586/822 | N/A | AP9586/822 | EverPower | EMA | 2
TWINR-BOP-PRT-0055 | 3000 kcmil 138kV UG (xyz) | Pike Energy Solutions | Twin Ridges | Tie Line | Feet | 43.84 |  |  |  | EverPower |  | 2100
HOWRD-BOP-PRT-0014 | EmPowr Link MV-90 Underground Dist. Cable 35 kV (3/0 AWG) (xyz) | General Cable | Howard |  | Feet | 5.13 |  |  |  | EverPower |  | 500 | Recommended quantity: 300
MSTGH-BOP-PRT-0023 | #4/035kV Cable (xyz) |  | Mustang Hills | Collection System | Each | 0 |  |  |  | EverPower |  | 500 | Remaining Cable from Installation
MSTGH-BOP-PRT-0024 | 5OO mcm 35kV Cable (xyz) |  | Mustang Hills | Collection System | Each | 0 |  |  |  | EverPower |  | 500 | Remaining Cable from Installation
MSTGH-BOP-PRT-0025 | 1000 mcm 35 kV Cable (xyz) |  | Mustang Hills | Collection System | Each | 0 |  |  |  | EverPower |  | 500 | Remaining Cable from Installation
MSTGH-BOP-PRT-0026 | 1250 mcm 35 kV Cable (xyz) |  | Mustang Hills | Collection System | Each | 0 |  |  |  | EverPower |  | 500 | Remaining Cable from Installation
MSTGH-BOP-PRT-0027 | 12 strand Fiber Optic Cable (xyz) |  | Mustang Hills | Collection System | Each | 0 |  |  |  | EverPower |  | 500 | Remaining Cable from Installation
TWINR-BOP-PRT-0028 | 1272 ACSR OH Wire (xyz) | Pike Energy Solutions | Twin Ridges | Tie Line | Each | 2.6 |  |  |  | EverPower |  | 1000
TWINR-BOP-PRT-0029 | 1272 ACSR OH Wire (xyz) | Pike Energy Solutions | Twin Ridges | Tie Line | Each | 2.6 |  |  |  | EverPower |  | 1000
TWINR-BOP-PRT-0030 | 1272 ACSR OH Wire (xyz) | Pike Energy Solutions | Twin Ridges | Tie Line | Each | 2.6 |  |  |  | EverPower |  | 1000
TWINR-BOP-PRT-0032 | 7#10 Copperweld (0.5) (xyz) | Pike Energy Solutions | Twin Ridges | Tie Line | Each | 0.87 |  |  |  | EverPower |  | 200
TWINR-BOP-PRT-0033 | 7#10 Copperweld (0.5) (xyz) | Pike Energy Solutions | Twin Ridges | Tie Line | Each | 0.87 |  |  |  | EverPower |  | 400
TWINR-BOP-PRT-0034 | 7#8 Copperweld (7/16) (xyz) | Pike Energy Solutions | Twin Ridges | Tie Line | Each | 0.87 |  |  |  | EverPower |  | 800
TWINR-BOP-PRT-0035 | 80’ of 4/0 Copper (xyz) | Pike Energy Solutions | Twin Ridges | Tie Line | Each | 2 |  |  |  | EverPower |  | 80
TWINR-BOP-PRT-0036 | 150’ of 4/0 Copper (xyz) | Pike Energy Solutions | Twin Ridges | Tie Line | Each | 2 |  |  |  | EverPower |  | 150
TWINR-BOP-PRT-0037 | 48 fiber OPGW (xyz) | Pike Energy Solutions | Twin Ridges | Tie Line | Each | 1 |  |  |  | EverPower |  | 2000
HIGNO-BOP-PRT-0027 | MOT CHRG 125VDC/120VAC | Grant Industrial Controls, INC. | Highland North | Substation | Each | 781.25 | 460407995 | 460407995 | 4604079952 | EverPower | Square D | 1 | Find #: 002 (reference from Bill of materials),Part Number: 46040-799-52,Function: 52M,Supplier: Square D Company,Description: Motor, Spring Charging, 120VAC/125VDC,
HIGNO-BOP-PRT-0028 | Close Coil | Grant Industrial Controls, INC. | Highland North | Substation | Each | 70.14 | 88719HH | 88719HH | 88719HH | EverPower | Square D | 1 | HINO Feeder Circuit Breaker Spare Part:,Find #: 003 (reference from Bill of materials),Part Number: 88719HH,Function: 52CC,Supplier: Square D Company,Description: Close Coil, 125VDC/250VDC/240VAC,,
HIGNO-BOP-PRT-0029 | Trip Coil | Grant Industrial Controls, INC. | Highland North | Substation | Each | 54.9 | 88719HM | 88719HM | 88719HM | EverPower | Square D | 1 | 2/26/2015 Michael Hoffman - ,HINO Feeder Circuit Breaker Spare Part:,Find #: 004 (reference from Bill of materials),Part Number: 88719HM,Function: 52TC,Supplier: Square D Company,Description: Trip Coil, 125VDC
HIGNO-BOP-PRT-0030 | Transformer Current 1200:5MR RF=2 | Grant Industrial Controls, INC. | Highland North | Substation | Each | 2753.19 | 311122006 | 311122006 | 311122006 | EverPower | Square D | 1 | 2/26/2015 Michael Hoffman - ,HINO Feeder Circuit Breaker Spare Part:,Find #: 016 (reference from Bill of materials),Part Number: 311122006,Function: CT,Supplier: Square D Company,Description: Current Transformer, Multi-Ratio, 1200:5, C400, 4.38" Thick, 4.5" DIA. Window, 2.0 TRF
HIGNO-BOP-PRT-0031 | Pilot Light 120V 30MM Type K Options | Grant Industrial Controls, INC. | Highland North | Substation | Each | 90.31 | 9001KP38S5R9 | 9001KP38S5R9 | 9001KP38S5R9 | EverPower | Square D | 1 | 2/26/2015 Michael Hoffman - ,HINO Feeder Circuit Breaker Spare Part:,Find #: 022 (reference from Bill of materials),Part Number: 9001KP38S5R9,Function: R,Supplier: Square D Company,Description: Pilot Light, 125Vdc, Resistor Style, Red color cap
HIGNO-BOP-PRT-0032 | Pilot Light 120V 30MM Type K Options (Green) | Grant Industrial Controls, INC. | Highland North | Substation | Each | 90.31 | 9001KP38S5G9 | 9001KP38S5G9 | 9001KP38S5G9 | EverPower | Square D | 1 | 2/26/2015 Michael Hoffman - ,HINO Feeder Circuit Breaker Spare Part:,Find #: 023 (reference from Bill of materials),Part Number: 9001KP38S5G9,Function: G,Supplier: Square D Company,Description: Pilot Light, 125Vdc, Resistor Style, Green color cap
HIGNO-BOP-PRT-0033 | Current Transformer 2000:5 CT | Grant Industrial Controls, INC. | Highland North | Substation | Each | 2312.75 | 312202004 | 312202004 | 312202004 | EverPower | Square D | 1 | 2/26/2015 Michael Hoffman - ,HINO Feeder Circuit Breaker Spare Part:,Find #: 027 (reference from Bill of materials),Part Number: 312202004,Function: CT,Supplier: Square D Company,Description: Current Transformer, Multi-ratio, 2000:5, C800, TRF 1.5@ 30Deg C, 4.38 Thick, 4.5" Diameter Window
HIGNO-BOP-PRT-0035 | BUSS One Time Fuse (NON-5) | Grant Industrial Controls, INC. | Highland North | Substation | Each | 3.36 | NON-5 | NON-5 | NON-5 | EverPower | Bussman | 1 | 2/26/2015 Michael Hoffman - ,Bussman Fuse NON-5
HIGNO-BOP-PRT-0034 | BUSS One Time Fuse (NON-15) | Grant Industrial Controls, INC. | Highland North | Substation | Each | 2.41 | NON-15 | NON-15 | NON-15 | EverPower | Bussman | 1 | Bussman Fuse NON-15
HIGNO-BOP-PRT-0036 | BUSS One Time Fuse (NON-20) | Grant Industrial Controls, INC. | Highland North | Substation | Each | 2.41 | NON-20 | NON-20 | NON-20 | EverPower | Bussman | 1 | 2/26/2015 Michael Hoffman - ,Bussman Fuse NON-20
KRAYN-BOP-PRT-0345 | Bushing 1200A 38kV (Feeder CB) | Siemens Industry, Inc. | Highland 1 | Substation | Each | 2134 | A7B91500023479 | A7B91500023479 | A7B91500023479 | EverPower | Siemens | 1
KRAYN-BOP-PRT-0346 | Red Indicator light (Feeder CB) | Siemens Industry, Inc. | Highland 1 | Substation | Each | 184 | 77-101-000-016 | 77-101-000-016 | 77-101-000-016 | EverPower | Siemens | 1
KRAYN-BOP-PRT-0347 | Green Indicator light (Feeder CB) | Siemens Industry, Inc. | Highland 1 | Substation | Each | 184 | 77-101-000-017 | 77-101-000-017 | 77-101-000-017 | EverPower | Siemens | 1
KRAYN-BOP-PRT-0348 | Current Transformer 1200:5 C400 (Feeder CB) | Siemens Industry, Inc. | Highland 1 | Substation | Each | 1046 | 72-250-629-007 | 72-250-629-007 |  | EverPower | Siemens | 1
KRAYN-BOP-PRT-0349 | Current Transformer 2000:5 C800 (Feeder CB) | Siemens Industry, Inc. | Highland 1 | Substation | Each | 1230 | 72-250-629-008 | 72-250-629-008 | 72-250-629-008 | EverPower | Siemens | 1
KRAYN-BOP-PRT-0350 | Charge Motor 125 VDC | Siemens Industry, Inc. | Highland 1 | Substation | Each | 1810 | 32-500-184-212 | 32-500-184-212 | 32-500-184-212 | EverPower | Siemens | 1
KRAYN-BOP-PRT-0351 | Trip Coil 125 VDC (Feeder Breaker) | Siemens Industry, Inc. | Highland 1 | Substation | Each | 557 | 32-500-640-105 | 32-500-640-105 | 32-500-640-105 | EverPower | Siemens | 1
KRAYN-BOP-PRT-0352 | Close Coil 125 VDC (Feeder Breaker) | Siemens Industry, Inc. | Highland 1 | Substation | Each | 557 | 32-500-640-106 | 32-500-640-106 | 32-500-640-106 | EverPower | Siemens | 1
KRAYN-BOP-PRT-0353 | Second Trip Coil 125 VDC (Feeder Breaker) | Siemens Industry, Inc. | Highland 1 | Substation | Each | 2875 | 43-801-180-033 | 43-801-180-033 | 43-801-180-033 | EverPower | Siemens | 1
KRAYN-BOP-PRT-0354 | Second Trip Coil 125 VDC (Feeder Breaker) | Siemens Industry, Inc. | Highland 1 | Substation | Each | 2875 | 43-801-180-033 | 43-801-180-033 | 43-801-180-033 | EverPower | Siemens
KRAYN-BOP-PRT-0355 | 398/690V 3-ph Wye | Grant Industrial Controls, INC. | Highland 1 | PMTs | Each | 289.99 | ST6903PY | ST6903PY | ST6903PY | EverPower | Mersen | 27
REPWR-PRT-1544 | Protection Cover Resistor MM92 USA |  |  | WTGs | Each |  | 58277S |  |  | REpower USA
REPWR-PRT-1545 | adhesive film m2 100mmx18,3m |  |  | WTGs | Each |  | 24973 |  |  | REpower USA
REPWR-PRT-1546 | power supply SKF P203 | REpower USA |  | WTGs | Each |  | 60423 |  |  | REpower USA
GAMSA-PRT-0438 | ROTOR LOCK LEFT CLOSING PLATE | Gamesa Wind US LLC | Patton | WTGs | Each | 0 | GP109629 |  |  | Gamesa
GAMSA-PRT-0439 | BRAKE DISC-MACHINED G8X | Gamesa Wind US LLC | Patton | WTGs | Item | 0 | GP049196 |  |  | Gamesa | Lithonia
GAMSA-PRT-0440 | CABLE WABT79 G8X DTC BT | Gamesa Wind US LLC | Patton | WTGs | Item | 0 | GP020967 |  |  | Gamesa | Lithonia
GAMSA-PRT-0441 | A9-A40 RC FILTER | Gamesa Wind US LLC | Patton | WTGs | Item | 0 | 50014 |  |  | Gamesa | Lithonia
GAMSA-PRT-0442 | HOSE 421SN-20 STRAIGHT ELBOW90 L720MM | Gamesa Wind US LLC | Patton | WTGs | Item | 0 | GP062610 |  |  | Gamesa | Lithonia
GAMSA-PRT-0443 | HOSE 1,25&quot; L=1060 MALE-SWIVEL FEM.90 | Gamesa Wind US LLC | Patton | WTGs | Item | 0 | P422686 |  |  | Gamesa | Lithonia
GAMSA-PRT-0444 | CURRENT LIMITER WT63-3HS III 63A 1NO | Gamesa Wind US LLC | Patton | WTGs | Item | 0 | GP007642 |  |  | Gamesa | Lithonia
GAMSA-PRT-0445 | 12 MONTHS MAINTENANCE KIT G97 DTC CANT | Gamesa Wind US LLC | Patton | WTGs | Item | 0 | GP263909 |  |  | Gamesa | Lithonia
GAMSA-PRT-0446 | SMOKE DETECTOR (NOTIFIER SD-651E 0043T) | Gamesa Wind US LLC | Patton | WTGs | Item | 0 | P390367 |  |  | Gamesa | Lithonia
GAMSA-PRT-0447 | Smoke detector base (Notifier B424RL 00 | Gamesa Wind US LLC | Patton | WTGs | Item | 0 | P390368 |  |  | Gamesa | Lithonia
GAMSA-PRT-0448 | CABLE WL64 G80-DFM50-60HZ-RCC50-60HZ | Gamesa Wind US LLC | Patton | WTGs | Each | 0 | C392995 |  |  | Gamesa | Lithonia
KRAYN-BOP-PRT-0357 | Motherboard MasCon16 and MasCon16W | SKF | Highland 1 | WTGs | Each | 665 | NMMA 1555 | NMMA 1555 | NMMA 1555 | EverPower | SKF | 1
KRAYN-BOP-PRT-0359 | Power supply MasCon16w | SKF | Highland 1 | WTGs | Each | 665 | NMMA 1558 | NMMA 1558 | NMMA 1558 | EverPower | SKF | 2
KRAYN-BOP-PRT-0358 | InpuT card MasCon16W. "Lightning protection board" | SKF | Highland 1 | WTGs | Each | 665 | NMMA 1557 | NMMA 1557 | NMMA 1557 | EverPower | SKF | 2
KRAYN-BOP-PRT-0360 | Burndy Grounding Lugs - YA26N | Scott Electric | Highland 1 | WTGs | Each | 8.73 | HYLUG V/414529902/108/UPS |  | YA26N |  |  | 96
GAMSA-PRT-0449 | BRUSH CANT06 20X40X50 |  | Patton | WTGs |  | 0 | GP238666 |  |  | Gamesa | Lithonia
GAMSA-PRT-0450 | G97-06M-LT_(WG-CASOPT-NB) |  | Patton | WTGs |  | 0 | GP300084 |  |  | Gamesa | Lithonia
GAMSA-PRT-0451 | Rubbish Bag 85 x 105 (Roll of 20 units) |  | Patton | WTGs |  | 0 | 181921 |  |  | Gamesa | Lithonia
GAMSA-PRT-0452 | CABLE H07V-K 450-750V 1X1,5MM2 CU BROWN |  | Patton | WTGs |  | 0 | 8045300077 |  |  | Gamesa | Lithonia
GAMSA-PRT-0453 | CABLE H07V-K 450-750V 1X1,5MM2 CU BLUE |  | Patton | WTGs |  | 0 | 8045300078 |  |  | Gamesa | Lithonia
GAMSA-PRT-0454 | TERMINAL 1.5 mm2 |  | Patton | WTGs |  | 0 | P390056 |  |  | Gamesa | Lithonia
GAMSA-PRT-0455 | LABEL FOR SINGLE-LINE CABLE |  | Patton | WTGs |  | 0 | P392932 |  |  | Gamesa | Lithonia
GAMSA-PRT-0456 | CONICAL END CONNECTOR 10MM2 |  | Patton | WTGs |  | 0 | P393548 |  |  | Gamesa | Lithonia
HIGNO-BOP-PRT-0037 | H-J INT. 4 HOLE,EPC10-512-100E01T-01 (LV Bushing) | ABB (supplier) | Highland North | PMTs | Each | 203.97 | 29C4367H01 | 29C4367H01 | 29C4367H01 | EverPower | ABB | 2
KRAYN-BOP-PRT-0361 | 1-Hole 2/0 HYLUG | Scott Electric | Highland 1 | WTGs | Each | 8.73 | YA26N | YA26N | YA26N | EverPower | Burndy | 0
TWINR-BOP-PRT-531 | YC-C copper Crimpit 6 - 4 to 4 | State Electric | Twin Ridges | Collection System | Each | 1.27 | BURYC4C4 |  | YC4C4 | EverPower | Burndy | 20 | 5/15/2015 John Bennett - Crimp for #4 solid copper ground used on 34.5 kV overhead collection poles.,,600 V TO 35 KV; WROUGHT HIGH CONDUCTIVITY COPPER BODY; SHAPE C; 1 TAP(S); CONDUCTOR MATERIAL COPPER; 6 AWG SOLID, 4 AWG STRANDED MINIMUM RUN CONDUCTOR SIZE; 6 AWG SOLID, 4 AWG STRANDED MAXIMUM RUN CONDUCTOR SIZE; 4 AWG SOLID/STRANDED MINIMUM TAP CONDUCTOR
TWINR-BOP-PRT-532 | #4 Bare Solid Copper Wire | State Electric | Twin Ridges | Collection System | Feet | 0.53 | WCUBASOLSD4 |  |  | EverPower | Lithonia | 50 | 5/15/2015 John Bennett - #4 bare solid copper used for pole grounding on 34.5 overhead collection poles.,
TWINR-BOP-PRT-533 | Compression Terminal for #4 AWG cable | State Electric | Twin Ridges | Collection System | Box | 5.38 | BURYA4CL6-BOX |  | YA4CL6BOX | EverPower | Burndy | 20 | 5/15/2015 John Bennett - Compression Terminal for AWG #4 cable used for pole grounding on 34.5 overhead collection poles.,,YA4CL6BOX by Burndy,,600 v to 35 kv, conductor material copper, 4 awg conductor, standard, straight barrel, pad size 0.71 inch w, 1 pad hole(s), 1/2 inch stud size, gray, die index 8, electrolytic tin plated seamless copper, overall length 2.2 inch, approval ul 486-a, csa,,burndy, compression terminal, hylug, ya-l, code conductor standard barrel, cable size: 4 awg, stud size: 1/2 in hole, number of holes: 1, voltage rating: 600 - 35000 v, material: copper, wire strip length: 7/8 in, finish: electro-tin plated, tongue angle:
TWINR-BOP-PRT-534 | Osmose Osmoweld MFP 1500 ml multi-purpouse filler | State Electric | Twin Ridges | Utility Pole | Each | 50.09 | L-MOSMOWELD-1500ML CARTRIDGE |  | 70-070-200-150 | EverPower | Osmose | 21 | 5/15/2015 John Bennett - Filler used on woodpecker damage on the utility poles
TWINR-BOP-PRT-535 | Lithonia 1000 Watt Light Fixture With Lamp | State Electric | Twin Ridges | Substation | Each | 605.1 | TFA 1000S TA TB IS DNA LPI |  | TFA 1000S TA TB IS DNA LPI | EverPower | Lithonia | 1 | 5/15/2015 John Bennett - Yard light at substation
TWINR-BOP-PRT-536 | Touch Screen Moniter - 17 Inch | State Electric | Twin Ridges | Substation | Each | 1238 | E607940 |  | E607940 | EverPower | Elo | 0 | 5/15/2015 John Bennett - HMI touchscreen
HIGNO-BOP-PRT-0039 | RTE 600A, 35kV DB BUSH #DB635B150 | ABB (supplier) | Highland North | PMTs | Each | 219.78 | 2B12797H01 | 2B12797H01 | 2B12797H01 | EverPower | ABB | 1 | ABB HV bushing:,,Part ID: 2B12797H01,Description: RTE 600A, 35kV DB BUSH #DB635B150,Unit Price: $219.78,
HIGNO-BOP-PRT-0040 | 600A DEADBREAK HV BUSH GASKET | ABB (supplier) | Highland North | PMTs | Each | 2 | 1A66926H01 | 1A66926H01 | 1A66926H01 | EverPower | ABB | 1 | ABB HV bushing gasket,,Part ID: 1A66926H01,Description: 600A DEADBREAK HV BUSH GASKET,Price: $2.00,
HGHLD-BOP-PRT-029 | Fuses (IBSTR52AT) | Mouser Electronics | Highland General |  | Each | 8.28 | 651-2752505 |  |  | EverPower | Phoenix Contact | 3
SUZLN-PRT-00381 | MOTOR 5.2KW/600V/4P/2.1MW 60HZ | Suzlon North America |  | WTGs |  |  | 51012816 |  |  | Suzlon |  | 0
SUZLN-PRT-00414 | THREADED BLOCK M6 4162.000 RITTAL | Suzlon North America |  | WTGs |  |  | 51014637 |  |  | Suzlon |  | 0
SUZLN-PRT-00710 | MAIN BRG-240/710 ECA/C2HW33 (SKF) | Suzlon North America |  | WTGs |  |  | 51029366 |  |  | Suzlon |  | 0
SUZLN-PRT-00713 | CABLEPVC 4G1.5MM2 0011188 OLF191CYLAPP | Suzlon North America |  | WTGs |  |  | 51029440 |  |  | Suzlon |  | 0
SUZLN-PRT-01227 | RELAY MONITORING RM4-TA01 SCHNEIDER | Suzlon North America |  | WTGs |  |  | 51041332 |  |  | Suzlon |  | 0
SUZLN-PRT-01279 | FUSE CLASS J 600A/600VAC UL | Suzlon North America |  | WTGs |  |  | 51045993 |  |  | Suzlon |  | 0
SUZLN-PRT-01280 | FUSE CLASS J 90A/600VAC UL | Suzlon North America |  | WTGs |  |  | 51045994 |  |  | Suzlon |  | 0
SUZLN-PRT-01292 | HUB TRAP M414.0507 | Suzlon North America |  | WTGs |  |  | 51046579 |  |  | Suzlon |  | 0
SUZLN-PRT-01326 | HARDWARE KIT ELEC TCI 222 (WI #3-11,17) | Suzlon North America |  | WTGs |  |  | 51048396 |  |  | Suzlon |  | 0
SUZLN-PRT-01328 | SOCKET GDM-3014 932 110-100 HIRSCHMANN | Suzlon North America |  | WTGs |  |  | 51048474 |  |  | Suzlon |  | 0
SUZLN-PRT-01382 | HEX HD SCREW M12X40 LH THREAD SG00586-R0 | Suzlon North America |  | WTGs |  |  | 51051560 |  |  | Suzlon |  | 0
SUZLN-PRT-01387 | YAW DRIVE 60HZ BON MT712T053+MO LTV | Suzlon North America |  | WTGs |  |  | 51052212 |  |  | Suzlon |  | 0
SUZLN-PRT-01395 | RESOLVER BOTTOM BRACKET S88US5318 | Suzlon North America |  | WTGs |  |  | 51054783 |  |  | Suzlon |  | 0
SUZLN-PRT-01397 | HARDWARE KIT FOR EI 117 US | Suzlon North America |  | WTGs |  |  | 51054785 |  |  | Suzlon |  | 0
SUZLN-PRT-00117 | BRACKET 1 M351.0174 | Suzlon North America |  | WTGs |  |  | 6132503 |  |  | Suzlon |  | 0
SUZLN-PRT-00118 | PLATE M354.0688 | Suzlon North America |  | WTGs |  |  | 6132504 |  |  | Suzlon |  | 0
GAMSA-PRT-0457 | CABLE TIE 290X4.8mm BLACK | Gamesa Wind US LLC | Patton | WTGs | Each | 0 | P390351 |  |  | Gamesa |  | 0
GAMSA-PRT-0458 | Reten delantero partido D660-D700x20 GVP | Gamesa Wind US LLC | Patton | WTGs | Each | 0 | 107912 |  |  | Gamesa
GAMSA-PRT-0459 | SILICONE DOW CORNING 7093 WHITE | Gamesa Wind US LLC | Patton | WTGs | Each | 0 | GP022119 |  |  | Gamesa |  | 0
GAMSA-PRT-0460 | SEAL GAUGE 0.5 MM REAR BEARING | Gamesa Wind US LLC | Patton | WTGs | Each | 0 | GP072783 |  |  | Gamesa |  | 0
GAMSA-PRT-0461 | SEAL GAUGE 1 MM REAR BEARING | Gamesa Wind US LLC | Patton | WTGs | Each | 0 | GP072793 |  |  | Gamesa |  | 0
GAMSA-PRT-0462 | Stickers botton section | Gamesa Wind US LLC | Patton | WTGs | Each | 0 | GP099957 |  |  | Gamesa |  | 0
GAMSA-PRT-0463 | FAN MOTOR 60HZ C3H LOW TEM. (R9D2815P15) | Gamesa Wind US LLC | Patton | WTGs | Each | 0 | GP054218 |  |  | Gamesa |  | 0
GAMSA-PRT-0464 | 2 CONTACTS RELAY SOCKET | Gamesa Wind US LLC | Patton | WTGs | Each | 0 | GP004264 |  |  | Gamesa |  | 0
BGSKY-BOP-PRT-547 | Oil Luminol Tri | Alstom Grid | Big Sky | Substation |  |  | Oil Luminol Tri |  | Oil Luminol Tri |  |  | 0 | 6/10/2015 Chris Savage - This is used for CCVT oil.,
SUZLN-PRT-00001 | MAIN BRG HSG ASSLY-INHOUSE S88 LTV | Suzlon North America |  | WTGs |  |  | 3003066 |  |  | Suzlon |  | 0
SUZLN-PRT-00002 | NPO+NCO 2.1MW LTV USA E.05.1.1.2.203&#160;EA | Suzlon North America |  | WTGs |  |  | 3004259 |  |  | Suzlon |  | 0
SUZLN-PRT-00003 | NCA1+NCA2 2.1MW LTV USA E.05.1.1.2.203&#160;EA | Suzlon North America |  | WTGs |  |  | 3004265 |  |  | Suzlon |  | 0
SUZLN-PRT-00004 | MAIN SHAFT-BRG HSG ASSEMBLY S88LTV(TEST) | Suzlon North America |  | WTGs |  |  | 3005313 |  |  | Suzlon |  | 0
SUZLN-PRT-00005 | WIRE HARNESS-HUB CAB.24V-S88USA LTV | Suzlon North America |  | WTGs |  |  | 3009197 |  |  | Suzlon |  | 0
SUZLN-PRT-00006 | VENTED CAP ASSY. FOR 750ML BOTTLE | Suzlon North America |  | WTGs |  |  | 3016125 |  |  | Suzlon |  | 0
SUZLN-PRT-00007 | EARTH TERMINAL USLKG5 0441504 Y/G | Suzlon North America |  | WTGs |  |  | 5201280 |  |  | Suzlon |  | 0
SUZLN-PRT-00008 | GREASE ARCANOL LOAD400 | Suzlon North America |  | WTGs |  |  | 5201398 |  |  | Suzlon |  | 0
SUZLN-PRT-00009 | LOCTITE 572 PIPE THREAD SEALING AGENT | Suzlon North America |  | WTGs |  |  | 5201582 |  |  | Suzlon |  | 0
SUZLN-PRT-00010 | MOUNTING CLIP FOR CONDUIT,CAT:FH28,BL | Suzlon North America |  | WTGs |  |  | 5201745 |  |  | Suzlon |  | 0
SUZLN-PRT-00011 | RELAY PLC-RSC24VDC/21 2967060PHOENIX | Suzlon North America |  | WTGs |  |  | 5202813 |  |  | Suzlon |  | 0
SUZLN-PRT-00012 | TERMINAL 2.5MM2Y/G 3022072 PHOENIX | Suzlon North America |  | WTGs |  |  | 5202814 |  |  | Suzlon |  | 0
SUZLN-PRT-00013 | CABLE GLAND M20X1.5 | Suzlon North America |  | WTGs |  |  | 5202868 |  |  | Suzlon |  | 0
SUZLN-PRT-00014 | CABLE GLAND M32X1.5 | Suzlon North America |  | WTGs |  |  | 5202870 |  |  | Suzlon |  | 0
SUZLN-PRT-00015 | CABLE GLAND M40X1.5 | Suzlon North America |  | WTGs |  |  | 5202871 |  |  | Suzlon |  | 0
SUZLN-PRT-00016 | CABLE GLAND M50X1.5 | Suzlon North America |  | WTGs |  |  | 5202872 |  |  | Suzlon |  | 0
SUZLN-PRT-00017 | LOCKNUT CABLEGLAND M16X1.5 | Suzlon North America |  | WTGs |  |  | 5202875 |  |  | Suzlon |  | 0
SUZLN-PRT-00018 | LOCKNUT CABLEGLAND M20X1.5 | Suzlon North America |  | WTGs |  |  | 5202876 |  |  | Suzlon |  | 0
SUZLN-PRT-00019 | LOCK NUT GLAND M25X1.5 | Suzlon North America |  | WTGs |  |  | 5202877 |  |  | Suzlon |  | 0
SUZLN-PRT-00020 | LOCKNUT CABLEGLAND M32X1.5 | Suzlon North America |  | WTGs |  |  | 5202878 |  |  | Suzlon |  | 0
SUZLN-PRT-00021 | LOCKNUT CABLEGLAND M50X1.5 | Suzlon North America |  | WTGs |  |  | 5202879 |  |  | Suzlon |  | 0
SUZLN-PRT-00022 | LOCKNUT CABLEGLAND M40X1.5 | Suzlon North America |  | WTGs |  |  | 5203106 |  |  | Suzlon |  | 0
SUZLN-PRT-00023 | TERM.END PLATE DUKK 3/5BK 2770228PHOENIX | Suzlon North America |  | WTGs |  |  | 5204020 |  |  | Suzlon |  | 0
SUZLN-PRT-00024 | LUG FORK 4-6MM2 INS UL M4 | Suzlon North America |  | WTGs |  |  | 5204125 |  |  | Suzlon |  | 0
SUZLN-PRT-00025 | LUG RING 4-6MM2 DIA6 CU UNINS UL | Suzlon North America |  | WTGs |  |  | 5204132 |  |  | Suzlon |  | 0
SUZLN-PRT-00026 | NYLON BAND RATCHET 75MMX5M CAP 2T | Suzlon North America |  | WTGs |  |  | 5204660 |  |  | Suzlon |  | 0
SUZLN-PRT-00027 | LUG RING 6MM2 CU UNINS DIA6 UL | Suzlon North America |  | WTGs |  |  | 5205128 |  |  | Suzlon |  | 0
SUZLN-PRT-00028 | LUG RING 4-6MM2 CU DIA8 UNINS UL | Suzlon North America |  | WTGs |  |  | 5205168 |  |  | Suzlon |  | 0
SUZLN-PRT-00029 | LUG RING 2.5-6 CU UNINS DIA4 UL | Suzlon North America |  | WTGs |  |  | 5205199 |  |  | Suzlon |  | 0
SUZLN-PRT-00030 | LUG RING 10MM2 CU DIA8 UNINS UL | Suzlon North America |  | WTGs |  |  | 5205239 |  |  | Suzlon |  | 0
SUZLN-PRT-00031 | HEAT SINK K1 BA 35-35 MM | Suzlon North America |  | WTGs |  |  | 5205255 |  |  | Suzlon |  | 0
SUZLN-PRT-00032 | DIN RAIL 35X15MM PERFORATED | Suzlon North America |  | WTGs |  |  | 5205451 |  |  | Suzlon |  | 0
SUZLN-PRT-00033 | INSULATOR L=30 M8X8 | Suzlon North America |  | WTGs |  |  | 5205466 |  |  | Suzlon |  | 0
SUZLN-PRT-00034 | LUG RING 1.5MM2 CU UNINS DIA8 UL | Suzlon North America |  | WTGs |  |  | 5205593 |  |  | Suzlon |  | 0
SUZLN-PRT-00035 | LUG RING 2.5MM2 CU UNINS DIA8 UL | Suzlon North America |  | WTGs |  |  | 5205594 |  |  | Suzlon |  | 0
SUZLN-PRT-00036 | LUG RING 10MM2 CU UNINS DIA10 UL | Suzlon North America |  | WTGs |  |  | 5206669 |  |  | Suzlon |  | 0
SUZLN-PRT-00037 | LUG 10 MM2VOGT 3419A | Suzlon North America |  | WTGs |  |  | 5206862 |  |  | Suzlon |  | 0
SUZLN-PRT-00038 | LUG 70 MM2 VOGT 3447A | Suzlon North America |  | WTGs |  |  | 5206863 |  |  | Suzlon |  | 0
SUZLN-PRT-00039 | COMPONENT PLUG 2 POSI GY | Suzlon North America |  | WTGs |  |  | 5207193 |  |  | Suzlon |  | 0
SUZLN-PRT-00040 | WASHER DISC ANS10.5 D432 | Suzlon North America |  | WTGs |  |  | 5207630 |  |  | Suzlon |  | 0
SUZLN-PRT-00041 | CU ROUND BRAID TINED RTCB50MM557660ERICO | Suzlon North America |  | WTGs |  |  | 5207742 |  |  | Suzlon |  | 0
SUZLN-PRT-00042 | WIRE1.5MM2 BK SHORT CKT PROOF | Suzlon North America |  | WTGs |  |  | 5208575 |  |  | Suzlon |  | 0
SUZLN-PRT-00043 | HEATSINK COMPOUND HTSP ELECTROLUBE | Suzlon North America |  | WTGs |  |  | 5209034 |  |  | Suzlon |  | 0
SUZLN-PRT-00044 | LOCK FOR NOC SLEEVE-SS | Suzlon North America |  | WTGs |  |  | 5209558 |  |  | Suzlon |  | 0
SUZLN-PRT-00045 | INSULATOR L=30 M10 UL | Suzlon North America |  | WTGs |  |  | 5214932 |  |  | Suzlon |  | 0
SUZLN-PRT-00046 | INSULATOR L=50 M8 UL | Suzlon North America |  | WTGs |  |  | 5214933 |  |  | Suzlon |  | 0
SUZLN-PRT-00047 | RATCHET BELT 2TON 3MTR 50MM WIDTH | Suzlon North America |  | WTGs |  |  | 5215557 |  |  | Suzlon |  | 0
SUZLN-PRT-00048 | LOCTITE 242 50ML BOTTLE | Suzlon North America |  | WTGs |  |  | 5215708 |  |  | Suzlon |  | 0
SUZLN-PRT-00049 | HEX BOLT M16X60 ISO 4017 A2-70 | Suzlon North America |  | WTGs |  |  | 5215832 |  |  | Suzlon |  | 0
SUZLN-PRT-00050 | WIRING BRIDGE MPB18/1-8 2748577 PHOENX | Suzlon North America |  | WTGs |  |  | 5215852 |  |  | Suzlon |  | 0
SUZLN-PRT-00051 | END CLAMP TB E/UK 2 1201442 PHOENIX | Suzlon North America |  | WTGs |  |  | 5215877 |  |  | Suzlon |  | 0
SUZLN-PRT-00052 | LUG VOGT 10 MM2 3416A | Suzlon North America |  | WTGs |  |  | 5215897 |  |  | Suzlon |  | 0
SUZLN-PRT-00053 | WIRING BRIDGE MPB18/1-3 2809212 PHOENIX | Suzlon North America |  | WTGs |  |  | 5216144 |  |  | Suzlon |  | 0
SUZLN-PRT-00054 | CABLE GLAND M25X1.5 | Suzlon North America |  | WTGs |  |  | 5216310 |  |  | Suzlon |  | 0
SUZLN-PRT-00055 | CABLE UNITRONIC CAN2X2X0.34mm#2170264LAP | Suzlon North America |  | WTGs |  |  | 5216323 |  |  | Suzlon |  | 0
SUZLN-PRT-00056 | SUPPORTING STAND DRG. NO:-S88.1.06.55-B | Suzlon North America |  | WTGs |  |  | 5217050 |  |  | Suzlon |  | 0
SUZLN-PRT-00057 | LOCTITE 128068 300ML | Suzlon North America |  | WTGs |  |  | 5217203 |  |  | Suzlon |  | 0
SUZLN-PRT-00058 | CABLE GLAND M16X1.5 | Suzlon North America |  | WTGs |  |  | 5218623 |  |  | Suzlon |  | 0
SUZLN-PRT-00059 | SLIPRINGCONTACT CLNR ELECTROLUBE EML200F | Suzlon North America |  | WTGs |  |  | 5218806 |  |  | Suzlon |  | 0
SUZLN-PRT-00060 | CONNECTOR TERMINAL UK5 HESI PHOENIX | Suzlon North America |  | WTGs |  |  | 5218993 |  |  | Suzlon |  | 0
SUZLN-PRT-00061 | CHB1102 SINGLE DIR. ACC. F/ PCH1026 MK2 | Suzlon North America |  | WTGs |  |  | 5219400 |  |  | Suzlon |  | 0
SUZLN-PRT-00062 | FILTER MAT CABINET 221X221MM SK3172.100 | Suzlon North America |  | WTGs |  |  | 5221183 |  |  | Suzlon |  | 0
SUZLN-PRT-00063 | FILTER MAT CABINET 289X289MM SK3173.100 | Suzlon North America |  | WTGs |  |  | 5221184 |  |  | Suzlon |  | 0
SUZLN-PRT-00064 | KONTAKT CHEMIE TUNER 600 CLEANER 200ML | Suzlon North America |  | WTGs |  |  | 5221283 |  |  | Suzlon |  | 0
SUZLN-PRT-00065 | REWITEC GRX FOR OPENGEARS 400GJAR CONEXO | Suzlon North America |  | WTGs |  |  | 5222818 |  |  | Suzlon |  | 0
SUZLN-PRT-00066 | LUG 50MM2 M14 STUD CU 3440A VOGT | Suzlon North America |  | WTGs |  |  | 5222819 |  |  | Suzlon |  | 0
SUZLN-PRT-00067 | 8OZ 20MM HIGH DENSITY POLY CYL 20G BTL | Suzlon North America |  | WTGs |  |  | 5222820 |  |  | Suzlon |  | 0
SUZLN-PRT-00068 | ADHESIVE SEALANT WHITE -221 SIKAFLEX | Suzlon North America |  | WTGs |  |  | 5222821 |  |  | Suzlon |  | 0
SUZLN-PRT-00069 | LUG 3/0 1/2&quot; STUD LONG BRL T&amp;B 54965BE | Suzlon North America |  | WTGs |  |  | 5222822 |  |  | Suzlon |  | 0
SUZLN-PRT-00070 | FACEPLATE ISO/SSL RETRO S88US5106 | Suzlon North America |  | WTGs |  |  | 5224210 |  |  | Suzlon |  | 0
SUZLN-PRT-00071 | STRIKER ADPTR ISO/SSL RETRO S88US5102 | Suzlon North America |  | WTGs |  |  | 5224211 |  |  | Suzlon |  | 0
SUZLN-PRT-00072 | STRIKE ADPTR 2 ISO/SSL RETRO S88US5103 | Suzlon North America |  | WTGs |  |  | 5224212 |  |  | Suzlon |  | 0
SUZLN-PRT-00073 | SPACER ALU ISO/SSL RETRO S88US5101 | Suzlon North America |  | WTGs |  |  | 5224213 |  |  | Suzlon |  | 0
SUZLN-PRT-00074 | HEX SELFTAP SCREW 4.2 X 16MM L DIN7504 | Suzlon North America |  | WTGs |  |  | 5226958 |  |  | Suzlon |  | 0
SUZLN-PRT-00075 | INSPECTION COVER GASKET N40-W025E011L | Suzlon North America |  | WTGs |  |  | 5228757 |  |  | Suzlon |  | 0
SUZLN-PRT-00076 | MPCB 13-18A,3P GV2-ME20 SCHNEIDER | Suzlon North America |  | WTGs |  |  | 6107330 |  |  | Suzlon |  | 0
SUZLN-PRT-00077 | CONTROLLER DSC 77330033 RUDC WIND10500 | Suzlon North America |  | WTGs |  |  | 6118433 |  |  | Suzlon |  | 0
SUZLN-PRT-00078 | O RING-715501985-2.62X202.87 NBR(-40) | Suzlon North America |  | WTGs |  |  | 6119994 |  |  | Suzlon |  | 0
SUZLN-PRT-00079 | RES.THERMOMETER COMP.110F61002 //654.796 | Suzlon North America |  | WTGs |  |  | 6120001 |  |  | Suzlon |  | 0
SUZLN-PRT-00080 | RES.THERMOMETER EL100 F6100-7 //157.931 | Suzlon North America |  | WTGs |  |  | 6120004 |  |  | Suzlon |  | 0
SUZLN-PRT-00081 | HANSEN GB-PT100/319-084Z5211 | Suzlon North America |  | WTGs |  |  | 6120022 |  |  | Suzlon |  | 0
SUZLN-PRT-00082 | SET HOSE SUCTION SIDE(Part No.3189378) | Suzlon North America |  | WTGs |  |  | 6120295 |  |  | Suzlon |  | 0
SUZLN-PRT-00083 | SET HOSE COOLER-GB(Part No.3189380) | Suzlon North America |  | WTGs |  |  | 6120296 |  |  | Suzlon |  | 0
SUZLN-PRT-00084 | SHRINK DISC BOLT M33X140,Gr.12.9 | Suzlon North America |  | WTGs |  |  | 6120297 |  |  | Suzlon |  | 0
SUZLN-PRT-00085 | FAN 9/35BD/PAG/S/FM28/L82 (3187299) | Suzlon North America |  | WTGs |  |  | 6120299 |  |  | Suzlon |  | 0
SUZLN-PRT-00086 | PT100/319-084Z8039-HANSEN GB | Suzlon North America |  | WTGs |  |  | 6120589 |  |  | Suzlon |  | 0
SUZLN-PRT-00087 | LEVEL SWITCH/320-NBA1001-HANSEN GB | Suzlon North America |  | WTGs |  |  | 6120602 |  |  | Suzlon |  | 0
SUZLN-PRT-00088 | BALL VALVE COMPLETE(3129485) | Suzlon North America |  | WTGs |  |  | 6120616 |  |  | Suzlon |  | 0
SUZLN-PRT-00089 | O-RING 2.62X145.72(-40&#176;C) BON 715501962 | Suzlon North America |  | WTGs |  |  | 6120675 |  |  | Suzlon |  | 0
SUZLN-PRT-00090 | O-RING 2.62X240.97(-40&#176;C) BON 715501988 | Suzlon North America |  | WTGs |  |  | 6120676 |  |  | Suzlon |  | 0
SUZLN-PRT-00091 | HEATING CARTRIDGE O/52 800W 630V HELIOS | Suzlon North America |  | WTGs |  |  | 6121100 |  |  | Suzlon |  | 0
SUZLN-PRT-00092 | MOTOR (6061196) | Suzlon North America |  | WTGs |  |  | 6121150 |  |  | Suzlon |  | 0
SUZLN-PRT-00093 | GEAR PUMP KF63 (3274890) | Suzlon North America |  | WTGs |  |  | 6121151 |  |  | Suzlon |  | 0
SUZLN-PRT-00094 | MOTOR AIRCOOLER(6036787) | Suzlon North America |  | WTGs |  |  | 6121157 |  |  | Suzlon |  | 0
SUZLN-PRT-00095 | THERMO BYPASS VALVE (3341645) | Suzlon North America |  | WTGs |  |  | 6121159 |  |  | Suzlon |  | 0
SUZLN-PRT-00096 | HOSES+ACCESSORIES (3363108) | Suzlon North America |  | WTGs |  |  | 6121160 |  |  | Suzlon |  | 0
SUZLN-PRT-00097 | SET HOSE SUCTION SIDE (3366278) | Suzlon North America |  | WTGs |  |  | 6121161 |  |  | Suzlon |  | 0
SUZLN-PRT-00098 | SET HOSE FILTER-COOLER (3366442) | Suzlon North America |  | WTGs |  |  | 6121162 |  |  | Suzlon |  | 0
SUZLN-PRT-00099 | SET HOSE COOLER–GEARBOX (3366443) | Suzlon North America |  | WTGs |  |  | 6121163 |  |  | Suzlon |  | 0
SUZLN-PRT-00100 | SET HOSE BYPASS 12 BAR (3366440) | Suzlon North America |  | WTGs |  |  | 6121164 |  |  | Suzlon |  | 0
SUZLN-PRT-00101 | SET HOSE MECHANICAL PUMP-(3366279) | Suzlon North America |  | WTGs |  |  | 6121165 |  |  | Suzlon |  | 0
SUZLN-PRT-00102 | SET HOSE VENTING FILTER (3220527) | Suzlon North America |  | WTGs |  |  | 6121166 |  |  | Suzlon |  | 0
SUZLN-PRT-00103 | SET HOSE PUMP–COOLER (3366441) | Suzlon North America |  | WTGs |  |  | 6121167 |  |  | Suzlon |  | 0
SUZLN-PRT-00104 | GEARPUMP KF3/100 P0A7VP37/197(3269748) | Suzlon North America |  | WTGs |  |  | 6121177 |  |  | Suzlon |  | 0
SUZLN-PRT-00105 | DEMAG EOT CONTROL CABLE 5M (71881033) | Suzlon North America |  | WTGs |  |  | 6122507 |  |  | Suzlon |  | 0
SUZLN-PRT-00106 | SURGE ARESTR VALMS230+FM 2839130 PHOENIX | Suzlon North America |  | WTGs |  |  | 6123355 |  |  | Suzlon |  | 0
SUZLN-PRT-00107 | ADD ON BLOCK LADN31 TELEMECHNIQUE | Suzlon North America |  | WTGs |  |  | 6123769 |  |  | Suzlon |  | 0
SUZLN-PRT-00108 | CONTACTOR COIL240VACLC1D32U7 SCHNEIDER | Suzlon North America |  | WTGs |  |  | 6124518 |  |  | Suzlon |  | 0
SUZLN-PRT-00109 | MPCB 4-6.3A,3P GV2-ME10 SCHNEIDER | Suzlon North America |  | WTGs |  |  | 6126474 |  |  | Suzlon |  | 0
SUZLN-PRT-00110 | RELAY PLC+BSC+230UC-21+21 2967044 | Suzlon North America |  | WTGs |  |  | 6128685 |  |  | Suzlon |  | 0
SUZLN-PRT-00111 | STUD M36X630 M304.0002 | Suzlon North America |  | WTGs |  |  | 6128723 |  |  | Suzlon |  | 0
SUZLN-PRT-00112 | CAP TORQUER M381.0147 | Suzlon North America |  | WTGs |  |  | 6129900 |  |  | Suzlon |  | 0
SUZLN-PRT-00113 | BRUSH EARTHING SET C-2430 CARBONE | Suzlon North America |  | WTGs |  |  | 6130016 |  |  | Suzlon |  | 0
SUZLN-PRT-00114 | BRUSH CARBON POWER SUZ-101 CARBONE | Suzlon North America |  | WTGs |  |  | 6130017 |  |  | Suzlon |  | 0
SUZLN-PRT-00115 | POWER BRUSH CLIP DAS95 142538736 CARBONE | Suzlon North America |  | WTGs |  |  | 6130018 |  |  | Suzlon |  | 0
SUZLN-PRT-00116 | WIRE HARNESS SU298 135840613 CARBONE | Suzlon North America |  | WTGs |  |  | 6130019 |  |  | Suzlon |  | 0
SUZLN-PRT-00119 | BRACKET 3 M351.0176 | Suzlon North America |  | WTGs |  |  | 6132533 |  |  | Suzlon |  | 0
SUZLN-PRT-00120 | SECURING CLIP SL16SXN08-34287744-DEMAG | Suzlon North America |  | WTGs |  |  | 6135590 |  |  | Suzlon |  | 0
SUZLN-PRT-00121 | FUSE KLKD030 30A/600VAC UL | Suzlon North America |  | WTGs |  |  | 6140281 |  |  | Suzlon |  | 0
SUZLN-PRT-00122 | BRAKE HUB FA07 BON 714281020 | Suzlon North America |  | WTGs |  |  | 6141104 |  |  | Suzlon |  | 0
SUZLN-PRT-00123 | HOSE DN38-DKOL42-00-0750 (3364836) | Suzlon North America |  | WTGs |  |  | 6143150 |  |  | Suzlon |  | 0
SUZLN-PRT-00124 | Pin DIA 18 x 102 DC10 71528445 DEMAG | Suzlon North America |  | WTGs |  |  | 6144735 |  |  | Suzlon |  | 0
SUZLN-PRT-00125 | CLIP DC/DK chain cont. 34286944 DEMAG | Suzlon North America |  | WTGs |  |  | 6144736 |  |  | Suzlon |  | 0
SUZLN-PRT-00126 | SHAFT CIRCLIP 40 UNI7435 BON 718298037 | Suzlon North America |  | WTGs |  |  | 6145269 |  |  | Suzlon |  | 0
SUZLN-PRT-00127 | SPARK BRIDGE FOR AE43 | Suzlon North America |  | WTGs |  |  | 51000549 |  |  | Suzlon |  | 0
SUZLN-PRT-00128 | WASHER ISO 7089-16-300HV A2-70 | Suzlon North America |  | WTGs |  |  | 51000561 |  |  | Suzlon |  | 0
SUZLN-PRT-00129 | ADAPTOR SLIP RING M331.0043 | Suzlon North America |  | WTGs |  |  | 51000610 |  |  | Suzlon |  | 0
SUZLN-PRT-00130 | ADAPTOR-BREATHER M334.0141 | Suzlon North America |  | WTGs |  |  | 51000625 |  |  | Suzlon |  | 0
SUZLN-PRT-00131 | CONTACT ELEMT 1NC RB2BE102 RASS | Suzlon North America |  | WTGs |  |  | 51000861 |  |  | Suzlon |  | 0
SUZLN-PRT-00132 | CONTACT ELEMT 1NO, RB2BE101 RASS | Suzlon North America |  | WTGs |  |  | 51000864 |  |  | Suzlon |  | 0
SUZLN-PRT-00133 | CONTACT ELEMT.1NO+1NC 3SB1400OA SIEMENS | Suzlon North America |  | WTGs |  |  | 51000866 |  |  | Suzlon |  | 0
SUZLN-PRT-00134 | AUX ADDON 1NO+1NC LADN11 SCHNEIDER | Suzlon North America |  | WTGs |  |  | 51000867 |  |  | Suzlon |  | 0
SUZLN-PRT-00135 | AUX ADDON 2NO+0NC LADN20 SCHNEIDER | Suzlon North America |  | WTGs |  |  | 51000873 |  |  | Suzlon |  | 0
SUZLN-PRT-00136 | AUX ADDON 2NO+2NC LADN22 SCHNEIDER | Suzlon North America |  | WTGs |  |  | 51000874 |  |  | Suzlon |  | 0
SUZLN-PRT-00137 | AUX ADDON 1NO+0NC LADN10 SCHNEIDER | Suzlon North America |  | WTGs |  |  | 51000885 |  |  | Suzlon |  | 0
SUZLN-PRT-00138 | BELLOW- GENERATOR S88.2.03.17 ITEM2 | Suzlon North America |  | WTGs |  |  | 51000984 |  |  | Suzlon |  | 0
SUZLN-PRT-00139 | BELLOW- OIL COOLER S88.2.03.17 ITEM1 | Suzlon North America |  | WTGs |  |  | 51000986 |  |  | Suzlon |  | 0
SUZLN-PRT-00140 | BELLOW- SLIP RING S88.2.03.17 ITEM3 | Suzlon North America |  | WTGs |  |  | 51000987 |  |  | Suzlon |  | 0
SUZLN-PRT-00141 | BRACKET- NACELLE ENTRY LADDER M311.0005 | Suzlon North America |  | WTGs |  |  | 51000998 |  |  | Suzlon |  | 0
SUZLN-PRT-00142 | CABLE GLAND PVC PG13.5 WITH LOCK NUT | Suzlon North America |  | WTGs |  |  | 51001229 |  |  | Suzlon |  | 0
SUZLN-PRT-00143 | CABLE GLAND PVC PG16 WITH LOCK NUT | Suzlon North America |  | WTGs |  |  | 51001230 |  |  | Suzlon |  | 0
SUZLN-PRT-00144 | CABLE GLAND PVC PG21 WITH LOCK NUT | Suzlon North America |  | WTGs |  |  | 51001231 |  |  | Suzlon |  | 0
SUZLN-PRT-00145 | CABLE GLAND PVC PG36 WITH LOCK NUT | Suzlon North America |  | WTGs |  |  | 51001233 |  |  | Suzlon |  | 0
SUZLN-PRT-00146 | CABLE GLAND PVC PG9 WITH LOCK NUT | Suzlon North America |  | WTGs |  |  | 51001237 |  |  | Suzlon |  | 0
SUZLN-PRT-00147 | CONTACTOR LC1D09BD SCHNEIDER | Suzlon North America |  | WTGs |  |  | 51001613 |  |  | Suzlon |  | 0
SUZLN-PRT-00148 | CONTACTOR24VDC1NO+1NC LC1D12BD SCHNEIDER | Suzlon North America |  | WTGs |  |  | 51001616 |  |  | Suzlon |  | 0
SUZLN-PRT-00149 | CONTACTOR CAT:LC1DTK12M7,56KVAR | Suzlon North America |  | WTGs |  |  | 51001624 |  |  | Suzlon |  | 0
SUZLN-PRT-00150 | CONTACTOR24VDC 4P LP1D40004BD SCHNEIDER | Suzlon North America |  | WTGs |  |  | 51001635 |  |  | Suzlon |  | 0
SUZLN-PRT-00151 | DIODE IN 5408 3A | Suzlon North America |  | WTGs |  |  | 51001875 |  |  | Suzlon |  | 0
SUZLN-PRT-00152 | DISTANCE PLATE-GENERATOR MOUNT M324.0112 | Suzlon North America |  | WTGs |  |  | 51001886 |  |  | Suzlon |  | 0
SUZLN-PRT-00153 | FRONT CONTACT-MPCB 1NO+1NC GV-AE11 | Suzlon North America |  | WTGs |  |  | 51002143 |  |  | Suzlon |  | 0
SUZLN-PRT-00154 | GREASE NIPPLE 1/2 NPT | Suzlon North America |  | WTGs |  |  | 51002292 |  |  | Suzlon |  | 0
SUZLN-PRT-00155 | GREASE NIPPLE M10X1 BUTTON TYPE | Suzlon North America |  | WTGs |  |  | 51002300 |  |  | Suzlon |  | 0
SUZLN-PRT-00156 | GREASE NIPPLE M10X1.5 | Suzlon North America |  | WTGs |  |  | 51002301 |  |  | Suzlon |  | 0
SUZLN-PRT-00157 | HEX NUT M24 DIN934 GR.8 GALV. | Suzlon North America |  | WTGs |  |  | 51002699 |  |  | Suzlon |  | 0
SUZLN-PRT-00158 | HOLDER PITCH SNSR S88.3.10 | Suzlon North America |  | WTGs |  |  | 51002809 |  |  | Suzlon |  | 0
SUZLN-PRT-00159 | HOLDER-ROTOR RPM SNSR1 NS88.2.03.05 | Suzlon North America |  | WTGs |  |  | 51002814 |  |  | Suzlon |  | 0
SUZLN-PRT-00160 | HOLDER-SWITCH CABINET M451.0001 | Suzlon North America |  | WTGs |  |  | 51002820 |  |  | Suzlon |  | 0
SUZLN-PRT-00161 | HSS &amp; COUPLING GUARD-WINERGY M331.0041 | Suzlon North America |  | WTGs |  |  | 51002872 |  |  | Suzlon |  | 0
SUZLN-PRT-00162 | LOCK NUT M16 DIN985 GR.8 GALV. | Suzlon North America |  | WTGs |  |  | 51003119 |  |  | Suzlon |  | 0
SUZLN-PRT-00163 | LOCK NUT M24 DIN985 GR.8 GALV. | Suzlon North America |  | WTGs |  |  | 51003121 |  |  | Suzlon |  | 0
SUZLN-PRT-00164 | MCB 10A 1P C60H C | Suzlon North America |  | WTGs |  |  | 51003206 |  |  | Suzlon |  | 0
SUZLN-PRT-00165 | MOLYKOTE MOS2 SPRAY 400ML | Suzlon North America |  | WTGs |  |  | 51003262 |  |  | Suzlon |  | 0
SUZLN-PRT-00166 | MPCB 1.6-2.5A 3P GV2-ME07 SCHNEIDER | Suzlon North America |  | WTGs |  |  | 51003271 |  |  | Suzlon |  | 0
SUZLN-PRT-00167 | MPCB 1-1.6A 3P GV2-ME06 SCHNEIDER | Suzlon North America |  | WTGs |  |  | 51003274 |  |  | Suzlon |  | 0
SUZLN-PRT-00168 | MPCB 17-23A 3P GV2-ME21 | Suzlon North America |  | WTGs |  |  | 51003277 |  |  | Suzlon |  | 0
SUZLN-PRT-00169 | MPCB 2.5-4A 3 PHASE 440VAC GV2 ME08 | Suzlon North America |  | WTGs |  |  | 51003279 |  |  | Suzlon |  | 0
SUZLN-PRT-00170 | MPCB 24-32A,3P GV2-ME32 SCHNEIDER | Suzlon North America |  | WTGs |  |  | 51003281 |  |  | Suzlon |  | 0
SUZLN-PRT-00171 | MPCB 40-63A,3P GV3-ME63 SCHNEIDER | Suzlon North America |  | WTGs |  |  | 51003282 |  |  | Suzlon |  | 0
SUZLN-PRT-00172 | MPCB 6-10A 3 PHASE 440VAC GV2 ME14 | Suzlon North America |  | WTGs |  |  | 51003284 |  |  | Suzlon |  | 0
SUZLN-PRT-00173 | MPCB 25-40A 3P GV3-ME40 SCHNEIDER | Suzlon North America |  | WTGs |  |  | 51003287 |  |  | Suzlon |  | 0
SUZLN-PRT-00174 | NOSE CONE FIXING1 S88.3.11,3 SET/ROTOR | Suzlon North America |  | WTGs |  |  | 51003348 |  |  | Suzlon |  | 0
SUZLN-PRT-00175 | NOSE CONE FIXING2 S88.3.12,3 SET/ROTOR | Suzlon North America |  | WTGs |  |  | 51003349 |  |  | Suzlon |  | 0
SUZLN-PRT-00176 | PLATE - S88.2.01.02.07 | Suzlon North America |  | WTGs |  |  | 51003467 |  |  | Suzlon |  | 0
SUZLN-PRT-00177 | PLATE S88.2.02.09 | Suzlon North America |  | WTGs |  |  | 51003468 |  |  | Suzlon |  | 0
SUZLN-PRT-00178 | PLATE FOR 12XCABLE GUIDE M354.0146 | Suzlon North America |  | WTGs |  |  | 51003515 |  |  | Suzlon |  | 0
SUZLN-PRT-00179 | POWER SUPPLY 10A240AC/24DC2938604PHOENIX | Suzlon North America |  | WTGs |  |  | 51003610 |  | 2938604 | Suzlon |  | 0
SUZLN-PRT-00180 | RELAYPLC RSC-24DC/21 1CO 2966171 PHOENIX | Suzlon North America |  | WTGs |  |  | 51003715 |  |  | Suzlon |  | 0
SUZLN-PRT-00181 | SENSOR PT100 SL 83MM FOR FAG 1/2 | Suzlon North America |  | WTGs |  |  | 51004007 |  |  | Suzlon |  | 0
SUZLN-PRT-00182 | SIDE PANEL 600X2200MM PS4126.200 RITTAL | Suzlon North America |  | WTGs |  |  | 51004032 |  |  | Suzlon |  | 0
SUZLN-PRT-00183 | STD.HANDLE SYSTEM 2451.000 RITTAL | Suzlon North America |  | WTGs |  |  | 51004260 |  |  | Suzlon |  | 0
SUZLN-PRT-00184 | TERMINAL BLOCK TYPE GV1-G09 SCHNEIDER | Suzlon North America |  | WTGs |  |  | 51004414 |  |  | Suzlon |  | 0
SUZLN-PRT-00185 | BUSBAR-TAP4P,PITCH54MMGV2-G454SCHNEIDER | Suzlon North America |  | WTGs |  |  | 51004415 |  |  | Suzlon |  | 0
SUZLN-PRT-00186 | TERMINAL UK5N GREY 3004362 PHOENIX | Suzlon North America |  | WTGs |  |  | 51004416 |  |  | Suzlon |  | 0
SUZLN-PRT-00187 | WASHER 17DIA. DIN125-2B GALV. | Suzlon North America |  | WTGs |  |  | 51004681 |  |  | Suzlon |  | 0
SUZLN-PRT-00188 | WASHER 25 DIN125-2B GALV | Suzlon North America |  | WTGs |  |  | 51004689 |  |  | Suzlon |  | 0
SUZLN-PRT-00189 | CAPACITOR CAP TYPE:PHMKPG660.3.22,90 | Suzlon North America |  | WTGs |  |  | 51005145 |  |  | Suzlon |  | 0
SUZLN-PRT-00190 | CONTACTOR240VAC1NO+1NC LC1D09P7 SCHNIDER | Suzlon North America |  | WTGs |  |  | 51005154 |  |  | Suzlon |  | 0
SUZLN-PRT-00191 | DIODE 800V 45A | Suzlon North America |  | WTGs |  |  | 51005164 |  |  | Suzlon |  | 0
SUZLN-PRT-00192 | MCB 1A 1P 10KA C60NC 24425 SCHNEIDER | Suzlon North America |  | WTGs |  |  | 51005278 |  | 24425, SCHNEIDER | Suzlon |  | 0
SUZLN-PRT-00193 | COMBINATION ANGLCRAN TRNSPRT4540000RITAL | Suzlon North America |  | WTGs |  |  | 51005439 |  |  | Suzlon |  | 0
SUZLN-PRT-00194 | CONNECTION PART - ENERPAC BAD 153 | Suzlon North America |  | WTGs |  |  | 51005440 |  |  | Suzlon |  | 0
SUZLN-PRT-00195 | HINGE-180 DEGREE-4189.000 RITTAL | Suzlon North America |  | WTGs |  |  | 51005455 |  |  | Suzlon |  | 0
SUZLN-PRT-00196 | AUX CONTACT 4NO 230VAC CA2KN40P7SCHNEIDR | Suzlon North America |  | WTGs |  |  | 51006842 |  |  | Suzlon |  | 0
SUZLN-PRT-00197 | CNT CON 24VDC 4NO CA3KN40BD SCHNEIDR | Suzlon North America |  | WTGs |  |  | 51006843 |  |  | Suzlon |  | 0
SUZLN-PRT-00198 | CONTACTOR24VDC 1NO+1NC LP1K09BD SCHNIDER | Suzlon North America |  | WTGs |  |  | 51006844 |  |  | Suzlon |  | 0
SUZLN-PRT-00199 | CONTACTOR24VDC1NO+1NC LC1DT40BD SCHNIDER | Suzlon North America |  | WTGs |  |  | 51006846 |  |  | Suzlon |  | 0
SUZLN-PRT-00200 | FAN FILTER 230M3/H 230VAC 3325107 RITTAL | Suzlon North America |  | WTGs |  |  | 51006854 |  | 230M3/H, RITTAL | Suzlon |  | 0
SUZLN-PRT-00201 | AUX ADDON 1NO SD26928 SCHNEIDR | Suzlon North America |  | WTGs |  |  | 51006855 |  |  | Suzlon |  | 0
SUZLN-PRT-00202 | SUBDPLUG (F) SUBCON9/FSH 2761499 PHOENIX | Suzlon North America |  | WTGs |  |  | 51006865 |  |  | Suzlon |  | 0
SUZLN-PRT-00203 | SURGE ARRESTOR OR:2807609+2817738PHOENIX | Suzlon North America |  | WTGs |  |  | 51006867 |  | 2807609, PHOENIX | Suzlon |  | 0
SUZLN-PRT-00204 | LED 22-32VDC 15MA GREEN 3SB19024CJSIEMEN | Suzlon North America |  | WTGs |  |  | 51007030 |  |  | Suzlon |  | 0
SUZLN-PRT-00205 | LED 22-32VDC 15MA RED 3SB19024AJ SIEMEN | Suzlon North America |  | WTGs |  |  | 51007031 |  |  | Suzlon |  | 0
SUZLN-PRT-00206 | LED 22-32VDC 15MA YELOW3SB19024BJ SIEMEN | Suzlon North America |  | WTGs |  |  | 51007032 |  |  | Suzlon |  | 0
SUZLN-PRT-00207 | CONTACTOR24VDCDIL2MG 048615 MOELLER | Suzlon North America |  | WTGs |  |  | 51007039 |  | 48615, MOELLER | Suzlon |  | 0
SUZLN-PRT-00208 | SWITCH DOOR OPERATED 4127000 RITTAL | Suzlon North America |  | WTGs |  |  | 51007044 |  |  | Suzlon |  | 0
SUZLN-PRT-00209 | AUX ADDON 1NO 26927 SCHNEIDER | Suzlon North America |  | WTGs |  |  | 51007049 |  | 26927, SCHNEIDER | Suzlon |  | 0
SUZLN-PRT-00210 | ROTARY DRIVE IP55 3RV19260K BLACK SIEMEN | Suzlon North America |  | WTGs |  |  | 51007066 |  |  | Suzlon |  | 0
SUZLN-PRT-00211 | SURGE ARESTR FLTPLUSCTRL2.5 2818944PHOEN | Suzlon North America |  | WTGs |  |  | 51007072 |  |  | Suzlon |  | 0
SUZLN-PRT-00212 | SURGE ARRESTOR PT2X224DCST 2838228 PHOEN | Suzlon North America |  | WTGs |  |  | 51007075 |  |  | Suzlon |  | 0
SUZLN-PRT-00213 | SURGEARESTR 14VDC/9.8VAC 2858043 PHOENX | Suzlon North America |  | WTGs |  |  | 51007076 |  |  | Suzlon |  | 0
SUZLN-PRT-00214 | SURGEARESTR BASE VALMSBE/FM 2817738PHOEN | Suzlon North America |  | WTGs |  |  | 51007077 |  |  | Suzlon |  | 0
SUZLN-PRT-00215 | SURGEARESTR CONN VALMS500ST 2807609PHOEN | Suzlon North America |  | WTGs |  |  | 51007078 |  |  | Suzlon |  | 0
SUZLN-PRT-00216 | SURGEARESTR PLUGTRAB BASE 2856113PHOENX | Suzlon North America |  | WTGs |  |  | 51007079 |  |  | Suzlon |  | 0
SUZLN-PRT-00217 | WASHER 37DIA.DIN6916 HDG | Suzlon North America |  | WTGs |  |  | 51007493 |  |  | Suzlon |  | 0
SUZLN-PRT-00218 | WASHER 37DIA.DIN6916 HDG | Suzlon North America |  | WTGs |  |  | 51007493 |  |  | Suzlon |  | 0
SUZLN-PRT-00219 | GLAND PG36 CAT:-TNC-P36B BIMED | Suzlon North America |  | WTGs |  |  | 51007562 |  |  | Suzlon |  | 0
SUZLN-PRT-00220 | BUSH LOCK PIN M331.0011 | Suzlon North America |  | WTGs |  |  | 51007778 |  |  | Suzlon |  | 0
SUZLN-PRT-00221 | ROTOR LOCK BOLT M334.0035 | Suzlon North America |  | WTGs |  |  | 51007780 |  |  | Suzlon |  | 0
SUZLN-PRT-00222 | ROTOR LOCK DISC M331.0010 | Suzlon North America |  | WTGs |  |  | 51007784 |  |  | Suzlon |  | 0
SUZLN-PRT-00223 | MOV-275/20 PART NO:JNR-20D431K-MOV | Suzlon North America |  | WTGs |  |  | 51007949 |  |  | Suzlon |  | 0
SUZLN-PRT-00224 | AUX ADDON 4NO 40DIL 022210 MOELLR | Suzlon North America |  | WTGs |  |  | 51007955 |  | 22210, MOELLER | Suzlon |  | 0
SUZLN-PRT-00225 | SUB-D-PLUG FEMALE OR NO:2744694 PHOENIX | Suzlon North America |  | WTGs |  |  | 51008040 |  |  | Suzlon |  | 0
SUZLN-PRT-00226 | CONTACTOR24VDC DIL2MG 051702 MOELLER | Suzlon North America |  | WTGs |  |  | 51008179 |  | 51702, MOELLER | Suzlon |  | 0
SUZLN-PRT-00227 | ETHRNET FO S/W 306FX2-N-ST NTRON | Suzlon North America |  | WTGs |  |  | 51008205 |  |  | Suzlon |  | 0
SUZLN-PRT-00228 | RELAY PLC W/BASE RELMR 24VDC/21HC2967620 | Suzlon North America |  | WTGs |  |  | 51008209 |  |  | Suzlon |  | 0
SUZLN-PRT-00229 | PLINTH 800X600MM 2833200 RITTAL | Suzlon North America |  | WTGs |  |  | 51008650 |  |  | Suzlon |  | 0
SUZLN-PRT-00230 | GLAND EMC M16X1.5 LONG THREAD | Suzlon North America |  | WTGs |  |  | 51008669 |  |  | Suzlon |  | 0
SUZLN-PRT-00231 | GLAND EMC M20X1.5 SHORT THREAD | Suzlon North America |  | WTGs |  |  | 51008670 |  |  | Suzlon |  | 0
SUZLN-PRT-00232 | GLAND EMC M25X1.5 SHORT THREAD | Suzlon North America |  | WTGs |  |  | 51008671 |  |  | Suzlon |  | 0
SUZLN-PRT-00233 | LAMP CFL 110-240V 26W SZ 4155500 RITTAL | Suzlon North America |  | WTGs |  |  | 51008673 |  |  | Suzlon |  | 0
SUZLN-PRT-00234 | CONTACTOR240VAC1NO+1NC LC1D18U7SCHNEIDER | Suzlon North America |  | WTGs |  |  | 51008675 |  |  | Suzlon |  | 0
SUZLN-PRT-00235 | CONTACTOR240VAC1NO+1NC LC1D09U7SCHNEIDER | Suzlon North America |  | WTGs |  |  | 51008677 |  |  | Suzlon |  | 0
SUZLN-PRT-00236 | CONTACTOR240VAC1NO+1NC LC1D12U7SCHNEIDER | Suzlon North America |  | WTGs |  |  | 51008679 |  |  | Suzlon |  | 0
SUZLN-PRT-00237 | CONTACTOR240VAC1NO+1NC LC1D80U7SCHNEIDER | Suzlon North America |  | WTGs |  |  | 51008681 |  |  | Suzlon |  | 0
SUZLN-PRT-00238 | LOCKNUT EMC M16X1.5 NOTCHING TYP | Suzlon North America |  | WTGs |  |  | 51008686 |  |  | Suzlon |  | 0
SUZLN-PRT-00239 | LOCKNUT EMC M20X1.5 NOTCHING TYP | Suzlon North America |  | WTGs |  |  | 51008687 |  |  | Suzlon |  | 0
SUZLN-PRT-00240 | LOCKNUT EMC M25X1.5 NOTCHING TYP | Suzlon North America |  | WTGs |  |  | 51008688 |  |  | Suzlon |  | 0
SUZLN-PRT-00241 | LOCKNUT EMC M32X1.5 NOTCHING TYP | Suzlon North America |  | WTGs |  |  | 51008689 |  |  | Suzlon |  | 0
SUZLN-PRT-00242 | MCB 10A 1P 10KA C60NC 24432 SCHNEIDER | Suzlon North America |  | WTGs |  |  | 51008692 |  | 24432, SCHNEIDER | Suzlon |  | 0
SUZLN-PRT-00243 | MCB 3A 1P 10KA C60NC 24427 SCHNEIDER | Suzlon North America |  | WTGs |  |  | 51008695 |  | 24427, SCHNEIDER | Suzlon |  | 0
SUZLN-PRT-00244 | MCB 4A 1P 10KA C60NC 24428 SCHNEIDER | Suzlon North America |  | WTGs |  |  | 51008697 |  | 24428, SCHNEIDER | Suzlon |  | 0
SUZLN-PRT-00245 | MCB 6A 1P 10KA C60ND 24504 SCHNEIDER | Suzlon North America |  | WTGs |  |  | 51008701 |  | 24504, SCHNEIDER | Suzlon |  | 0
SUZLN-PRT-00246 | PUSH BUTTON 1NO BK RCB2BA21 C&amp;S | Suzlon North America |  | WTGs |  |  | 51008705 |  |  | Suzlon |  | 0
SUZLN-PRT-00247 | PUSH BUTTON 1NO GN RCB2BA31 C&amp;S | Suzlon North America |  | WTGs |  |  | 51008706 |  |  | Suzlon |  | 0
SUZLN-PRT-00248 | SELECTOR SW 2POS 1N0+1NC RCB2BD25 C&amp;S | Suzlon North America |  | WTGs |  |  | 51008707 |  |  | Suzlon |  | 0
SUZLN-PRT-00249 | SURGEARESTR CONN VALMS120ST 2807586PHOEN | Suzlon North America |  | WTGs |  |  | 51008709 |  |  | Suzlon |  | 0
SUZLN-PRT-00250 | RELAY PLC RSC230V/21-21 2967099 | Suzlon North America |  | WTGs |  |  | 51008723 |  |  | Suzlon |  | 0
SUZLN-PRT-00251 | RESISTOR 47OHM 0.25W O/N148174 RSCOMPONT | Suzlon North America |  | WTGs |  |  | 51008724 |  |  | Suzlon |  | 0
SUZLN-PRT-00252 | TERMINAL W/VARISTOR 24VDC 2794903PHOENIX | Suzlon North America |  | WTGs |  |  | 51008727 |  |  | Suzlon |  | 0
SUZLN-PRT-00253 | CONTACTOR240VAC1NO+1NCLC1D25U7SCHNIDER | Suzlon North America |  | WTGs |  |  | 51008781 |  |  | Suzlon |  | 0
SUZLN-PRT-00254 | CONTACTOR24VDC1NO+1NCLC1D50BD SCHNEIDER | Suzlon North America |  | WTGs |  |  | 51008782 |  |  | Suzlon |  | 0
SUZLN-PRT-00255 | PUSH BUTTON EMER STOP RCB2BS44 C&amp;S | Suzlon North America |  | WTGs |  |  | 51008784 |  |  | Suzlon |  | 0
SUZLN-PRT-00256 | FAN AXIAL 500M3/H 230VAC 3326107 RITTAL | Suzlon North America |  | WTGs |  |  | 51008786 |  | 3243100 | Suzlon |  | 0
SUZLN-PRT-00257 | FAN AXIAL 700M3/H 230VAC 3327107RITTAL | Suzlon North America |  | WTGs |  |  | 51008787 |  | 3244100 | Suzlon |  | 0
SUZLN-PRT-00258 | MCB 10A 1P 10KA C60NB 24116 SCHNEIDER | Suzlon North America |  | WTGs |  |  | 51008789 |  | 24116, SCHNEIDER | Suzlon |  | 0
SUZLN-PRT-00259 | MCB 10A 1P 10KA C60ND 24506 SCHNEIDER | Suzlon North America |  | WTGs |  |  | 51008790 |  | 24506, SCHNEIDER | Suzlon |  | 0
SUZLN-PRT-00260 | FAN OUTLET FILTER SK3326207RAL7035RITTAL | Suzlon North America |  | WTGs |  |  | 51008792 |  |  | Suzlon |  | 0
SUZLN-PRT-00261 | MCB 6A 2P 10KA C60NC 24447 SCHNEIDER | Suzlon North America |  | WTGs |  |  | 51009177 |  | 24447, SCHNEIDER | Suzlon |  | 0
SUZLN-PRT-00262 | MAIN SW+RDRIVE OT25E41SCA022352R7330 ABB | Suzlon North America |  | WTGs |  |  | 51009178 |  |  | Suzlon |  | 0
SUZLN-PRT-00263 | MCB 16A 1P 10KA C60NB 24118 SCHNEIDER | Suzlon North America |  | WTGs |  |  | 51009182 |  | 24118, SCHNEIDER | Suzlon |  | 0
SUZLN-PRT-00264 | RELAY PLC W/BASE RSC24VDC/1IC/ACT2967604 | Suzlon North America |  | WTGs |  |  | 51009220 |  |  | Suzlon |  | 0
SUZLN-PRT-00265 | RELAY PLC 24VDC REL-MR-ESDC/1IC 2961341 | Suzlon North America |  | WTGs |  |  | 51009221 |  |  | Suzlon |  | 0
SUZLN-PRT-00266 | RELAY BASE PLC BSC 24VDC/1IC/ACT 2967837 | Suzlon North America |  | WTGs |  |  | 51009222 |  |  | Suzlon |  | 0
SUZLN-PRT-00267 | BUSH HDPE S88.2.03.01.01.S1 ITEM2 | Suzlon North America |  | WTGs |  |  | 51009249 |  |  | Suzlon |  | 0
SUZLN-PRT-00268 | BUSH HDPE S88.2.03.01.01.S1 ITEM2 | Suzlon North America |  | WTGs |  |  | 51009250 |  |  | Suzlon |  | 0
SUZLN-PRT-00269 | MAIN SW+RDRIVE OT25E31SCAO22283R8630 ABB | Suzlon North America |  | WTGs |  |  | 51009260 |  |  | Suzlon |  | 0
SUZLN-PRT-00270 | AUX ADDON1NO+1NC DILM820-XHI11-SI 208281 | Suzlon North America |  | WTGs |  |  | 51009286 |  | 208281 | Suzlon |  | 0
SUZLN-PRT-00271 | BUSBAR SUPPORT 1P 3200A 9650000 RITTAL | Suzlon North America |  | WTGs |  |  | 51009290 |  |  | Suzlon |  | 0
SUZLN-PRT-00272 | CONTACTOR 750A DILM750/22 208222 MOELLER | Suzlon North America |  | WTGs |  |  | 51009296 |  | 208222, MOELLER | Suzlon |  | 0
SUZLN-PRT-00273 | EARTH FAULT RELAY FOR3WL5 ETU45B SIEMNS | Suzlon North America |  | WTGs |  |  | 51009298 |  |  | Suzlon |  | 0
SUZLN-PRT-00274 | END COVER MPLS 3200A 9650060 RITTAL | Suzlon North America |  | WTGs |  |  | 51009302 |  |  | Suzlon |  | 0
SUZLN-PRT-00275 | MCB 16A 3P 10KA C60NB 24148 SCHNEIDER | Suzlon North America |  | WTGs |  |  | 51009309 |  | 24148, SCHNEIDER | Suzlon |  | 0
SUZLN-PRT-00276 | SUBDPLUG (M)SUBCON9/MSH 2761509 PHOENIX | Suzlon North America |  | WTGs |  |  | 51009342 |  |  | Suzlon |  | 0
SUZLN-PRT-00277 | MCB 2A 1P 10KA C60NC 24426 SCHNEIDER | Suzlon North America |  | WTGs |  |  | 51009347 |  | 24426, SCHNEIDER | Suzlon |  | 0
SUZLN-PRT-00278 | MPCB 1-1.6A 3P PKZM0 1.6 72735 MOELLER | Suzlon North America |  | WTGs |  |  | 51009354 |  | 72735, MOELLER | Suzlon |  | 0
SUZLN-PRT-00279 | MPCB 16-20 A 3P PKZM0 20 46988 MOELLER | Suzlon North America |  | WTGs |  |  | 51009355 |  | 46988, MOELLER | Suzlon |  | 0
SUZLN-PRT-00280 | MPCB 2.5-4 A 3P PKZM0 4 72737 MOELLER | Suzlon North America |  | WTGs |  |  | 51009356 |  | 72737, MOELLER | Suzlon |  | 0
SUZLN-PRT-00281 | MPCB 32-40A 3P PKZM4 40 222354 MOELLER | Suzlon North America |  | WTGs |  |  | 51009357 |  | 222354, MOELLER | Suzlon |  | 0
SUZLN-PRT-00282 | MPCB 4-6.3 A 3P PKZM0 6.3 72738 MOELLER | Suzlon North America |  | WTGs |  |  | 51009358 |  | 72738, MOELLER | Suzlon |  | 0
SUZLN-PRT-00283 | TIMER GEN PURPOSE H3DE-SI UL OMRON | Suzlon North America |  | WTGs |  |  | 51009367 |  |  | Suzlon |  | 0
SUZLN-PRT-00284 | MPCB 6.3-10A 3P PKZM0 10T 88916MOELLER | Suzlon North America |  | WTGs |  |  | 51009443 |  | 88916, MOELLER | Suzlon |  | 0
SUZLN-PRT-00285 | MPCB 10-16 A 3KA PKZM0-16T 088917MOELLER | Suzlon North America |  | WTGs |  |  | 51009444 |  | 88917, MOELLER | Suzlon |  | 0
SUZLN-PRT-00286 | MPCB 24-32A 3P PKZM4 32 222353 MOELLER | Suzlon North America |  | WTGs |  |  | 51009446 |  | 222353, MOELLER | Suzlon |  | 0
SUZLN-PRT-00287 | MPCB 55-63A 3P PKZM4 63 222413 MOELLER | Suzlon North America |  | WTGs |  |  | 51009447 |  | 222413, MOELLER | Suzlon |  | 0
SUZLN-PRT-00288 | DOOR COUPLING W/SHAFTAHPKZO 56321 MOLLER | Suzlon North America |  | WTGs |  |  | 51009456 |  |  | Suzlon |  | 0
SUZLN-PRT-00289 | RCCB 25A.2P 30MA 10KA F202AC-25-0.03 ABB | Suzlon North America |  | WTGs |  |  | 51009459 |  |  | Suzlon |  | 0
SUZLN-PRT-00290 | MCB 10A 3P 10KA C60NB 24146 SCHNEIDER | Suzlon North America |  | WTGs |  |  | 51009460 |  | 24146, SCHNEIDER | Suzlon |  | 0
SUZLN-PRT-00291 | FUSE BLOCKS 200A E214962 62003 FERRAZ | Suzlon North America |  | WTGs |  |  | 51009463 |  | E214962, FERRAZ | Suzlon |  | 0
SUZLN-PRT-00292 | TIMER 24/230VACDC 1CO 1SVR500130R0000ABB | Suzlon North America |  | WTGs |  |  | 51009482 |  |  | Suzlon |  | 0
SUZLN-PRT-00293 | NS-HATCH DOOR LOCK SS | Suzlon North America |  | WTGs |  |  | 51009722 |  |  | Suzlon |  | 0
SUZLN-PRT-00294 | FUSE LINK 600V,35A, LPJ-35SP UL BUSSMAN | Suzlon North America |  | WTGs |  |  | 51009757 |  |  | Suzlon |  | 0
SUZLN-PRT-00295 | FUSE COVER FRNT600V35-60A JTN60060BUSMAN | Suzlon North America |  | WTGs |  |  | 51009758 |  |  | Suzlon |  | 0
SUZLN-PRT-00296 | MECH INTERLOCK F/ LC1D25 LAD9R1SCHNIEDR | Suzlon North America |  | WTGs |  |  | 51009759 |  |  | Suzlon |  | 0
SUZLN-PRT-00297 | WASHER M324.0045 | Suzlon North America |  | WTGs |  |  | 51009785 |  |  | Suzlon |  | 0
SUZLN-PRT-00298 | HEX BOLT M20X80 ISO 4014 GR 10.9 GALV | Suzlon North America |  | WTGs |  |  | 51010005 |  |  | Suzlon |  | 0
SUZLN-PRT-00299 | MPCB 16-25A 3P PKZM4 25 222352 MOELLER | Suzlon North America |  | WTGs |  |  | 51010019 |  | 222352, MOELLER | Suzlon |  | 0
SUZLN-PRT-00300 | RCCB 25A 4P 30MA 10KA F204AC-25-0.03ABB | Suzlon North America |  | WTGs |  |  | 51010021 |  |  | Suzlon |  | 0
SUZLN-PRT-00301 | SLIDE NUT FOR BUSBAR M12 9650990 RITTAL | Suzlon North America |  | WTGs |  |  | 51010022 |  |  | Suzlon |  | 0
SUZLN-PRT-00302 | GENERATOR 2.1MW600V60Hz SGPL SPR360 | Suzlon North America |  | WTGs |  |  | 51010044 |  |  | Suzlon |  | 0
SUZLN-PRT-00303 | TERMINAL W/VARISTOR 12VDC 2794893PHOENIX | Suzlon North America |  | WTGs |  |  | 51010485 |  |  | Suzlon |  | 0
SUZLN-PRT-00304 | SS SAFETY EYE WITH BOTTOM PLATE (10 MM) | Suzlon North America |  | WTGs |  |  | 51010510 |  |  | Suzlon |  | 0
SUZLN-PRT-00305 | MCB 6A 3P C60ND 24536 SCHNEIDER | Suzlon North America |  | WTGs |  |  | 51010555 |  | 24536, SCHNEIDER | Suzlon |  | 0
SUZLN-PRT-00306 | AUX ADDON 1NO+1NC NHI-E11PKZO MPK82882 | Suzlon North America |  | WTGs |  |  | 51010568 |  | MPK82882 | Suzlon |  | 0
SUZLN-PRT-00307 | CNT CON 240VAC 4NO CA2KN40U7 SCHNEIDER | Suzlon North America |  | WTGs |  |  | 51010573 |  |  | Suzlon |  | 0
SUZLN-PRT-00308 | RELAY PLC BSC-24 DC/21-21 2967015 | Suzlon North America |  | WTGs |  |  | 51010585 |  |  | Suzlon |  | 0
SUZLN-PRT-00309 | WINCH MOUNTING FRAME M321.0042 | Suzlon North America |  | WTGs |  |  | 51010678 |  |  | Suzlon |  | 0
SUZLN-PRT-00310 | AUX. CONTACT BLOCK 1NO P.NO.PB ZBE-101N | Suzlon North America |  | WTGs |  |  | 51010736 |  |  | Suzlon |  | 0
SUZLN-PRT-00311 | AUX. CONTACT BLOCK 1NC P.NO.PB ZBE-102N | Suzlon North America |  | WTGs |  |  | 51010737 |  |  | Suzlon |  | 0
SUZLN-PRT-00312 | MPCB 1-1.6A 3P GV2 P06 SCHNEIDER | Suzlon North America |  | WTGs |  |  | 51010772 |  |  | Suzlon |  | 0
SUZLN-PRT-00313 | MPCB 1.6-2.5A 3P GV2 P07 SCHNEIDER | Suzlon North America |  | WTGs |  |  | 51010773 |  |  | Suzlon |  | 0
SUZLN-PRT-00314 | MPCB 2.5-4A 3P GV2 P08 SCHNEIDER | Suzlon North America |  | WTGs |  |  | 51010774 |  |  | Suzlon |  | 0
SUZLN-PRT-00315 | MPCB 4-6.3A 3P GV2 P10 SCHNEIDER | Suzlon North America |  | WTGs |  |  | 51010775 |  |  | Suzlon |  | 0
SUZLN-PRT-00316 | MPCB 6-10 A 3P GV2 P14 SCHNEIDER | Suzlon North America |  | WTGs |  |  | 51010776 |  |  | Suzlon |  | 0
SUZLN-PRT-00317 | MPCB 9-14 A 3P GV2 P16 SCHNEIDER | Suzlon North America |  | WTGs |  |  | 51010777 |  |  | Suzlon |  | 0
SUZLN-PRT-00318 | MPCB 13-18 A 3P GV2 P20 SCHNEIDER | Suzlon North America |  | WTGs |  |  | 51010778 |  |  | Suzlon |  | 0
SUZLN-PRT-00319 | MPCB 20-25 A 3P GV2 P22 SCHNEIDER | Suzlon North America |  | WTGs |  |  | 51010779 |  |  | Suzlon |  | 0
SUZLN-PRT-00320 | MPCB 24-32 A 3P GV2 P32 SCHNEIDER | Suzlon North America |  | WTGs |  |  | 51010780 |  |  | Suzlon |  | 0
SUZLN-PRT-00321 | AUX ADDON FRONT GV3-AE01 SCHNEIDER | Suzlon North America |  | WTGs |  |  | 51010891 |  |  | Suzlon |  | 0
SUZLN-PRT-00322 | NOC - LIGHTNING PROTECTION S88 | Suzlon North America |  | WTGs |  |  | 51011163 |  |  | Suzlon |  | 0
SUZLN-PRT-00323 | RELAY BASE PLCBSC24DC 1CO 2966016PHOENIX | Suzlon North America |  | WTGs |  |  | 51011186 |  |  | Suzlon |  | 0
SUZLN-PRT-00324 | RELAY RELMR 24DC 1CO 2961105 PHOENIX | Suzlon North America |  | WTGs |  |  | 51011187 |  |  | Suzlon |  | 0
SUZLN-PRT-00325 | RELAY RELMR 24DC 2CO 2961192 PHOENIX | Suzlon North America |  | WTGs |  |  | 51011188 |  |  | Suzlon |  | 0
SUZLN-PRT-00326 | BATTERY 12V LCR127R2PG1 F2 PANASONI | Suzlon North America |  | WTGs |  |  | 51011326 |  | LCR127R2PG1 F2 | Suzlon |  | 0
SUZLN-PRT-00327 | MCB 16A 1P 10KA C60NC 24434 SCHNEIDER | Suzlon North America |  | WTGs |  |  | 51011512 |  | 24434, SCHNEIDER | Suzlon |  | 0
SUZLN-PRT-00328 | LOCKNUT EMC M12X1.5 NOTCHING TYP | Suzlon North America |  | WTGs |  |  | 51011537 |  |  | Suzlon |  | 0
SUZLN-PRT-00329 | AUX ADDON 1 NO 10SDILM 089080 MOELLER | Suzlon North America |  | WTGs |  |  | 51011664 |  | 89080, MOELLER | Suzlon |  | 0
SUZLN-PRT-00330 | CONTACTOR230VAC DIL1M 61273 MOELLER | Suzlon North America |  | WTGs |  |  | 51011667 |  | 61273, MOELLER | Suzlon |  | 0
SUZLN-PRT-00331 | PUSH BUTTON EMER STOP UL XB5AS542SCHNDER | Suzlon North America |  | WTGs |  |  | 51011670 |  | XB5AS542 | Suzlon |  | 0
SUZLN-PRT-00332 | PUSH BUTTON ACTUATOR BK XB5AA21 | Suzlon North America |  | WTGs |  |  | 51011679 |  | XB5AA21 | Suzlon |  | 0
SUZLN-PRT-00333 | PUSH BUTTON ACTUATOR GN UL XB5AA31SCHNDR | Suzlon North America |  | WTGs |  |  | 51011680 |  | XB5AA31 | Suzlon |  | 0
SUZLN-PRT-00334 | SELECTOR SW 2 POSI UL XB5AD21 SCHNEIDER | Suzlon North America |  | WTGs |  |  | 51011681 |  |  | Suzlon |  | 0
SUZLN-PRT-00335 | TERMINAL BLOCK BK25/3-PKZ0E262518MOELLER | Suzlon North America |  | WTGs |  |  | 51011682 |  |  | Suzlon |  | 0
SUZLN-PRT-00336 | GLAND EMC M12X1.5 LONG THREAD | Suzlon North America |  | WTGs |  |  | 51011752 |  |  | Suzlon |  | 0
SUZLN-PRT-00337 | CONTACTOR240VAC1NO+1NC LC1D50P7SCHNEIDER | Suzlon North America |  | WTGs |  |  | 51011754 |  |  | Suzlon |  | 0
SUZLN-PRT-00338 | DOWEL PIN 20X110 ISO8734 | Suzlon North America |  | WTGs |  |  | 51011765 |  |  | Suzlon |  | 0
SUZLN-PRT-00339 | ADHESIVE SEAL ZK CR 6X40MM | Suzlon North America |  | WTGs |  |  | 51012500 |  |  | Suzlon |  | 0
SUZLN-PRT-00340 | ADHESIVE SEAL ZK-CR 6X30MM | Suzlon North America |  | WTGs |  |  | 51012501 |  |  | Suzlon |  | 0
SUZLN-PRT-00341 | AIR DISCH DUCT 2.1MW 6181109 R3 | Suzlon North America |  | WTGs |  |  | 51012509 |  |  | Suzlon |  | 0
SUZLN-PRT-00342 | TB K41 NDE 6181092 FIBOX- R2 | Suzlon North America |  | WTGs |  |  | 51012526 |  |  | Suzlon |  | 0
SUZLN-PRT-00343 | TB K41 DE 2.1MW/60 6181889 FIBOX -R1 | Suzlon North America |  | WTGs |  |  | 51012527 |  |  | Suzlon |  | 0
SUZLN-PRT-00344 | TB K71 6181120 FIBOX- R4 | Suzlon North America |  | WTGs |  |  | 51012530 |  |  | Suzlon |  | 0
SUZLN-PRT-00345 | AXIAL FAN 600V 2.1MW 60HZ DRG16144 | Suzlon North America |  | WTGs |  |  | 51012533 |  |  | Suzlon |  | 0
SUZLN-PRT-00346 | BRG COVER INSIDE NDE 6328 6181095 R0 | Suzlon North America |  | WTGs |  |  | 51012543 |  |  | Suzlon |  | 0
SUZLN-PRT-00347 | BRG COVER OUTSIDE NDE 6328 6181898 R2 | Suzlon North America |  | WTGs |  |  | 51012544 |  |  | Suzlon |  | 0
SUZLN-PRT-00348 | BRG RTD PT 100 PN5133260 SR | Suzlon North America |  | WTGs |  |  | 51012546 |  |  | Suzlon |  | 0
SUZLN-PRT-00349 | CABLE ENTRY PANEL RT 2.1 MW SG00027 R0 | Suzlon North America |  | WTGs |  |  | 51012551 |  |  | Suzlon |  | 0
SUZLN-PRT-00350 | CABLE ENTRY PANEL 2.1 60HZ ST 6181106 R1 | Suzlon North America |  | WTGs |  |  | 51012552 |  |  | Suzlon |  | 0
SUZLN-PRT-00351 | CIRCLIP A140X4MM D471 | Suzlon North America |  | WTGs |  |  | 51012567 |  |  | Suzlon |  | 0
SUZLN-PRT-00352 | CONN BAR 10X180X250 CU TINNED | Suzlon North America |  | WTGs |  |  | 51012569 |  |  | Suzlon |  | 0
SUZLN-PRT-00353 | ENDSHIELD NDE 2.1MW 6181084-R5 | Suzlon North America |  | WTGs |  |  | 51012585 |  |  | Suzlon |  | 0
SUZLN-PRT-00354 | FG SLEEVE SILICON CLASS H2 KV 0.5 X 4 MM | Suzlon North America |  | WTGs |  |  | 51012609 |  |  | Suzlon |  | 0
SUZLN-PRT-00355 | FLEX CONN AIRDUCT - SR 6181125 R1 | Suzlon North America |  | WTGs |  |  | 51012622 |  |  | Suzlon |  | 0
SUZLN-PRT-00356 | FLEX CU CONNECTOR EARTHING 30X150X10.5MM | Suzlon North America |  | WTGs |  |  | 51012623 |  |  | Suzlon |  | 0
SUZLN-PRT-00357 | GR RETAINING DISC DE 6181087 R0 | Suzlon North America |  | WTGs |  |  | 51012638 |  |  | Suzlon |  | 0
SUZLN-PRT-00358 | GR RETAINING DISC NDE 6181093 R0 | Suzlon North America |  | WTGs |  |  | 51012639 |  |  | Suzlon |  | 0
SUZLN-PRT-00359 | GRID-AIR OUTLET SR 6181130 R1 | Suzlon North America |  | WTGs |  |  | 51012642 |  |  | Suzlon |  | 0
SUZLN-PRT-00360 | GUIDE TUBE 1 1/4&quot; BSP NDE 6181099 R0 | Suzlon North America |  | WTGs |  |  | 51012643 |  |  | Suzlon |  | 0
SUZLN-PRT-00361 | HANDLEBAR M10X600 LONG 5880090 R1 | Suzlon North America |  | WTGs |  |  | 51012644 |  |  | Suzlon |  | 0
SUZLN-PRT-00362 | HEX NUT M10 ISO4032 A2C | Suzlon North America |  | WTGs |  |  | 51012657 |  |  | Suzlon |  | 0
SUZLN-PRT-00363 | INSUL PLATE BAK 48X48X2MM 5435126 R3 | Suzlon North America |  | WTGs |  |  | 51012670 |  |  | Suzlon |  | 0
SUZLN-PRT-00364 | INSUL RING DE E/S 2.1MW 6181083 R1 | Suzlon North America |  | WTGs |  |  | 51012671 |  |  | Suzlon |  | 0
SUZLN-PRT-00365 | INSUL RING NDE E/S 2.1MW 6181086 R0 | Suzlon North America |  | WTGs |  |  | 51012672 |  |  | Suzlon |  | 0
SUZLN-PRT-00366 | INSUL TUBE 14X10.2X50L PN5110000 | Suzlon North America |  | WTGs |  |  | 51012673 |  |  | Suzlon |  | 0
SUZLN-PRT-00367 | LOCTITE 3298 TUBE, 50ML | Suzlon North America |  | WTGs |  |  | 51012680 |  |  | Suzlon |  | 0
SUZLN-PRT-00368 | LOCTITE 737 120 ML | Suzlon North America |  | WTGs |  |  | 51012683 |  |  | Suzlon |  | 0
SUZLN-PRT-00369 | MOUNTING CLIP SFH 16 PN935341 | Suzlon North America |  | WTGs |  |  | 51012684 |  |  | Suzlon |  | 0
SUZLN-PRT-00370 | POLY TUBE 20ODX1.9TX500L PN794100 | Suzlon North America |  | WTGs |  |  | 51012688 |  |  | Suzlon |  | 0
SUZLN-PRT-00371 | BRG HOUSING INSULATED DE 6181082-R2 | Suzlon North America |  | WTGs |  |  | 51012695 |  |  | Suzlon |  | 0
SUZLN-PRT-00372 | BRG HOUSING INSULATED NDE 6181085-R2 | Suzlon North America |  | WTGs |  |  | 51012696 |  |  | Suzlon |  | 0
SUZLN-PRT-00373 | RUBBER GROMMET- GR PIPE A10/13.5X3 | Suzlon North America |  | WTGs |  |  | 51012716 |  |  | Suzlon |  | 0
SUZLN-PRT-00374 | RUBBER GROMMET-10X26 EPDM | Suzlon North America |  | WTGs |  |  | 51012717 |  |  | Suzlon |  | 0
SUZLN-PRT-00375 | RUBBER GROMMET-12X21 | Suzlon North America |  | WTGs |  |  | 51012718 |  |  | Suzlon |  | 0
SUZLN-PRT-00376 | TB COVER RT 6181122 R2 | Suzlon North America |  | WTGs |  |  | 51012767 |  |  | Suzlon |  | 0
SUZLN-PRT-00377 | TB COVER ST 6181105 R0 | Suzlon North America |  | WTGs |  |  | 51012768 |  |  | Suzlon |  | 0
SUZLN-PRT-00378 | TB RT 2.1MW 6181118 R2 | Suzlon North America |  | WTGs |  |  | 51012771 |  |  | Suzlon |  | 0
SUZLN-PRT-00379 | USED GREASE CONTAINER PN5384811 R8 | Suzlon North America |  | WTGs |  |  | 51012773 |  |  | Suzlon |  | 0
SUZLN-PRT-00380 | LOCATING RING NDE GR REMOVER SG00012 R0 | Suzlon North America |  | WTGs |  |  | 51012800 |  |  | Suzlon |  | 0
SUZLN-PRT-00382 | BAR -STATOR 80X12X1214 S.S. 2.1MW 60HZ | Suzlon North America |  | WTGs |  |  | 51012824 |  |  | Suzlon |  | 0
SUZLN-PRT-00383 | BAR -ROTOR 40X12X400 S.S. 2.1MW | Suzlon North America |  | WTGs |  |  | 51012825 |  |  | Suzlon |  | 0
SUZLN-PRT-00384 | GASKET-K71 TERMINAL BOX SG00007 R1 | Suzlon North America |  | WTGs |  |  | 51012826 |  |  | Suzlon |  | 0
SUZLN-PRT-00385 | BAR 80X10X120 COPPER TINNED, 2.1MW | Suzlon North America |  | WTGs |  |  | 51012827 |  |  | Suzlon |  | 0
SUZLN-PRT-00386 | GASKET K41 TERM BOX SG00008 R1 | Suzlon North America |  | WTGs |  |  | 51012834 |  |  | Suzlon |  | 0
SUZLN-PRT-00387 | AIR DISCH DUCT SR SG00018 R3 | Suzlon North America |  | WTGs |  |  | 51012836 |  |  | Suzlon |  | 0
SUZLN-PRT-00388 | SHAFT SEAL 160X190X14.5MM BRONZE+VITON | Suzlon North America |  | WTGs |  |  | 51012839 |  |  | Suzlon |  | 0
SUZLN-PRT-00389 | SHAFT SEAL 140X160X12.5MM BRONZE+VITON | Suzlon North America |  | WTGs |  |  | 51012840 |  |  | Suzlon |  | 0
SUZLN-PRT-00390 | SPACE HEATER 2.1MW 60HZ 6181895 R1 | Suzlon North America |  | WTGs |  |  | 51012850 |  |  | Suzlon |  | 0
SUZLN-PRT-00391 | CIRCLIP A160X4MM D471 | Suzlon North America |  | WTGs |  |  | 51012944 |  |  | Suzlon |  | 0
SUZLN-PRT-00392 | CONTACT ELEMT1NO+0NC HC61A2 ESBEE | Suzlon North America |  | WTGs |  |  | 51013172 |  |  | Suzlon |  | 0
SUZLN-PRT-00393 | PUSH BUTTON EMER STOP HH55C1 ESBEE | Suzlon North America |  | WTGs |  |  | 51013174 |  |  | Suzlon |  | 0
SUZLN-PRT-00394 | EMERGENCY STOP BOX - ESBEE | Suzlon North America |  | WTGs |  |  | 51013175 |  |  | Suzlon |  | 0
SUZLN-PRT-00395 | BRG RTD PT 100 PN5891634/01-R2 DE | Suzlon North America |  | WTGs |  |  | 51013222 |  |  | Suzlon |  | 0
SUZLN-PRT-00396 | MCB 10AMPS &#160;DP&#160;CAT. NO.-24449 (UL) | Suzlon North America |  | WTGs |  |  | 51013223 |  |  | Suzlon |  | 0
SUZLN-PRT-00397 | GLAND EMC M25X1.5 LONG THREAD | Suzlon North America |  | WTGs |  |  | 51013321 |  |  | Suzlon |  | 0
SUZLN-PRT-00398 | GLAND EMC M32X1.5 LONG THREAD | Suzlon North America |  | WTGs |  |  | 51013322 |  |  | Suzlon |  | 0
SUZLN-PRT-00399 | AUX ADDON 1NO+1NC S2H11 ABB | Suzlon North America |  | WTGs |  |  | 51013662 |  |  | Suzlon |  | 0
SUZLN-PRT-00400 | BRG COVER INSIDE DE 2.1MW 6181089 R0 | Suzlon North America |  | WTGs |  |  | 51013838 |  |  | Suzlon |  | 0
SUZLN-PRT-00401 | BRG COVER OUTSIDE DE 2.1MW 6181899 R1 | Suzlon North America |  | WTGs |  |  | 51013839 |  |  | Suzlon |  | 0
SUZLN-PRT-00402 | END SHIELD DE 2.1MW 6182730-R4 | Suzlon North America |  | WTGs |  |  | 51013938 |  |  | Suzlon |  | 0
SUZLN-PRT-00403 | AUX ADDON 2N0+2NC LA1KN22 SCHNEIDER | Suzlon North America |  | WTGs |  |  | 51013955 |  |  | Suzlon |  | 0
SUZLN-PRT-00404 | CONTACTOR DILM50 RDC24 277844 MOELLER | Suzlon North America |  | WTGs |  |  | 51014001 |  | 277844, MOELLER | Suzlon |  | 0
SUZLN-PRT-00405 | CONTACTOR230V50HZ DILM95 239480 MOELLER | Suzlon North America |  | WTGs |  |  | 51014002 |  | 239480, MOELLER | Suzlon |  | 0
SUZLN-PRT-00406 | CONTACTOR230V50HZ DILM65 277894 MOELLER | Suzlon North America |  | WTGs |  |  | 51014003 |  | 277894, MOELLER | Suzlon |  | 0
SUZLN-PRT-00407 | MCB 16A 1P 10KA C60ND 24508 SCHNEIDER | Suzlon North America |  | WTGs |  |  | 51014173 |  |  | Suzlon |  | 0
SUZLN-PRT-00408 | MNTG PLATE FIX ATTCHMENT PS4576 RITTAL | Suzlon North America |  | WTGs |  |  | 51014369 |  |  | Suzlon |  | 0
SUZLN-PRT-00409 | TIMER ETD-SL-1T-DTF 2866161 PHOENIX | Suzlon North America |  | WTGs |  |  | 51014376 |  |  | Suzlon |  | 0
SUZLN-PRT-00410 | TEMP TRANSDUCER FOR PT100 2864273PHOENIX | Suzlon North America |  | WTGs |  |  | 51014423 |  |  | Suzlon |  | 0
SUZLN-PRT-00411 | LUG RING 35MM2 CU E-8 (UL) | Suzlon North America |  | WTGs |  |  | 51014432 |  |  | Suzlon |  | 0
SUZLN-PRT-00412 | AUX ADDON 3NO+1NC 31DIL 010752 MOELLER | Suzlon North America |  | WTGs |  |  | 51014547 |  | 10752, MOELLER | Suzlon |  | 0
SUZLN-PRT-00413 | HINGE - 130 DEGREE - 4190.000 RITTAL | Suzlon North America |  | WTGs |  |  | 51014549 |  |  | Suzlon |  | 0
SUZLN-PRT-00415 | CNT CON B7S30101.7 GJL1313001R7101ABB | Suzlon North America |  | WTGs |  |  | 51014641 |  | GJL1313001R7101, ABB | Suzlon |  | 0
SUZLN-PRT-00416 | PLINTH FOR ENCL 100MM SO2829.009 RITTAL | Suzlon North America |  | WTGs |  |  | 51014646 |  |  | Suzlon |  | 0
SUZLN-PRT-00417 | VARISTOR 800V MVR 0.80-10KA ABB | Suzlon North America |  | WTGs |  |  | 51014653 |  |  | Suzlon |  | 0
SUZLN-PRT-00418 | VOLTAGE TRANSDUCER LV 25-1000/SP1 LEM | Suzlon North America |  | WTGs |  |  | 51014654 |  |  | Suzlon |  | 0
SUZLN-PRT-00419 | CONDENSER10UF MLBMKP10/012/E596EBMPAPST | Suzlon North America |  | WTGs |  |  | 51014655 |  |  | Suzlon |  | 0
SUZLN-PRT-00420 | CAPA0.22UF2.1KV E62C58221E40ELECTRONICON | Suzlon North America |  | WTGs |  |  | 51014656 |  |  | Suzlon |  | 0
SUZLN-PRT-00421 | CAPA MKP0.78MF1.2KVE50R23784N30ELECTRONI | Suzlon North America |  | WTGs |  |  | 51014657 |  |  | Suzlon |  | 0
SUZLN-PRT-00422 | RESISTOR 10OHM 250W 500192594 EBG | Suzlon North America |  | WTGs |  |  | 51014660 |  |  | Suzlon |  | 0
SUZLN-PRT-00423 | HIGH POWER RESISTOR 0.2OHM BWD81 HEINE | Suzlon North America |  | WTGs |  |  | 51014661 |  |  | Suzlon |  | 0
SUZLN-PRT-00424 | CURRENT TRANSDUCER LTC 600SF/SP5 LEM | Suzlon North America |  | WTGs |  |  | 51014662 |  |  | Suzlon |  | 0
SUZLN-PRT-00425 | IGBT 5SNA 1800E170100 ABB | Suzlon North America |  | WTGs |  |  | 51014665 |  |  | Suzlon |  | 0
SUZLN-PRT-00426 | IGBT DRIVER BOARD IGD615AI17 LPG0221GVA | Suzlon North America |  | WTGs |  |  | 51014668 |  |  | Suzlon |  | 0
SUZLN-PRT-00427 | AUX ADDON 1NO NDIL1M 060243 MOELLER | Suzlon North America |  | WTGs |  |  | 51015025 |  | 60243, MOELLER | Suzlon |  | 0
SUZLN-PRT-00428 | CONTACTOR RDC24 DILM40 277780 MOELLER | Suzlon North America |  | WTGs |  |  | 51015032 |  | 277780, MOELLER | Suzlon |  | 0
SUZLN-PRT-00429 | CONTACTOR24VDC 4NODILER40G 010223MOELLR | Suzlon North America |  | WTGs |  |  | 51015034 |  | 10223, MOELLER | Suzlon |  | 0
SUZLN-PRT-00430 | MCB 10A 1P 15KA FAZ C10/1 278557 MOELLER | Suzlon North America |  | WTGs |  |  | 51015037 |  | 278557, MOELLER | Suzlon |  | 0
SUZLN-PRT-00431 | SUBD PLUG SUB D 15/M-SH 2761606 PHOENIX | Suzlon North America |  | WTGs |  |  | 51015052 |  |  | Suzlon |  | 0
SUZLN-PRT-00432 | CONTACTOR230V 50HZ DILM32-10 277260MOELR | Suzlon North America |  | WTGs |  |  | 51015383 |  | 277260, MOELLER | Suzlon |  | 0
SUZLN-PRT-00433 | CONTACTOR24VDC DILA22 276414 MOELLER | Suzlon North America |  | WTGs |  |  | 51015387 |  | 276414, MOELLER | Suzlon |  | 0
SUZLN-PRT-00434 | PRETENTION BOLT M314.0052 | Suzlon North America |  | WTGs |  |  | 51015477 |  |  | Suzlon |  | 0
SUZLN-PRT-00435 | CONNECTOR GLAND SZ2400300 RITTAL | Suzlon North America |  | WTGs |  |  | 51015533 |  |  | Suzlon |  | 0
SUZLN-PRT-00436 | LIGHTENING ARRESTOR SCREW S88.2.03.05.01 | Suzlon North America |  | WTGs |  |  | 51015536 |  |  | Suzlon |  | 0
SUZLN-PRT-00437 | LUG RING 35MM2 CU E-10 | Suzlon North America |  | WTGs |  |  | 51015547 |  |  | Suzlon |  | 0
SUZLN-PRT-00438 | 12XCABLE GUIDING M354.0145 | Suzlon North America |  | WTGs |  |  | 51015649 |  |  | Suzlon |  | 0
SUZLN-PRT-00439 | BRUSH HOLDER COMPL 420A SU298PN15556 | Suzlon North America |  | WTGs |  |  | 51015702 |  |  | Suzlon |  | 0
SUZLN-PRT-00440 | CONTACTOR 20A 24VDC CAD32BD | Suzlon North America |  | WTGs |  |  | 51016218 |  |  | Suzlon |  | 0
SUZLN-PRT-00441 | SLIDING PAD M364.0007 | Suzlon North America |  | WTGs |  |  | 51016253 |  |  | Suzlon |  | 0
SUZLN-PRT-00442 | TORQUE HOLDER SLIP RING M354.0080 | Suzlon North America |  | WTGs |  |  | 51016256 |  |  | Suzlon |  | 0
SUZLN-PRT-00443 | SLIP RING ADAPTOR ASSEMBLY M331.0051 | Suzlon North America |  | WTGs |  |  | 51016332 |  |  | Suzlon |  | 0
SUZLN-PRT-00444 | TEMP TRANSDUCER MCRSLPT100UISPNC2864286 | Suzlon North America |  | WTGs |  |  | 51017712 |  |  | Suzlon |  | 0
SUZLN-PRT-00445 | INTEGRATED SENSORS HOLDER M350.0016 | Suzlon North America |  | WTGs |  |  | 51017780 |  |  | Suzlon |  | 0
SUZLN-PRT-00446 | GREASE INLET M411.0027 | Suzlon North America |  | WTGs |  |  | 51017871 |  |  | Suzlon |  | 0
SUZLN-PRT-00447 | GREASE GEAR BRACKET M414.0047 | Suzlon North America |  | WTGs |  |  | 51017874 |  |  | Suzlon |  | 0
SUZLN-PRT-00448 | GREASE PUMP BRACKET M414.0094 | Suzlon North America |  | WTGs |  |  | 51017875 |  |  | Suzlon |  | 0
SUZLN-PRT-00449 | GREASE PUMP COVER M414.0095 | Suzlon North America |  | WTGs |  |  | 51017876 |  |  | Suzlon |  | 0
SUZLN-PRT-00450 | ANGLE 45-LIGHTNING PROT SYSTEM M354.0106 | Suzlon North America |  | WTGs |  |  | 51017878 |  |  | Suzlon |  | 0
SUZLN-PRT-00451 | ANGLE 90-LIGHTNING PROT SYSTEM M354.0107 | Suzlon North America |  | WTGs |  |  | 51017879 |  |  | Suzlon |  | 0
SUZLN-PRT-00452 | ISOLATOR M354.0108 | Suzlon North America |  | WTGs |  |  | 51017880 |  |  | Suzlon |  | 0
SUZLN-PRT-00453 | L.P.ROD-LIGHTNING PROTECTION M354.0109 | Suzlon North America |  | WTGs |  |  | 51017881 |  |  | Suzlon |  | 0
SUZLN-PRT-00454 | RUBBER DISC M414.0068 6MM | Suzlon North America |  | WTGs |  |  | 51017938 |  |  | Suzlon |  | 0
SUZLN-PRT-00455 | T-DISK NOSE CONE M414.0067 | Suzlon North America |  | WTGs |  |  | 51017939 |  |  | Suzlon |  | 0
SUZLN-PRT-00456 | SNSR BRACKET ANGLE M454.0002 | Suzlon North America |  | WTGs |  |  | 51017979 |  |  | Suzlon |  | 0
SUZLN-PRT-00457 | SWITCH PLATE M414.0097 | Suzlon North America |  | WTGs |  |  | 51017981 |  |  | Suzlon |  | 0
SUZLN-PRT-00458 | SUB D PLUG SUBCON 25/M SH 2761622 PHOENX | Suzlon North America |  | WTGs |  |  | 51018032 |  |  | Suzlon |  | 0
SUZLN-PRT-00459 | SHACKLE DIN 82101 0.6 FORM C | Suzlon North America |  | WTGs |  |  | 51018096 |  |  | Suzlon |  | 0
SUZLN-PRT-00460 | ZERO LINE MARKING JIG M414.0100 | Suzlon North America |  | WTGs |  |  | 51018167 |  |  | Suzlon |  | 0
SUZLN-PRT-00461 | EARTHINGSTRIP CU 30X3X1000MM | Suzlon North America |  | WTGs |  |  | 51018171 |  |  | Suzlon |  | 0
SUZLN-PRT-00462 | HEX BOLT M16X110 ISO 4014 GR8.8 GALV | Suzlon North America |  | WTGs |  |  | 51018232 |  |  | Suzlon |  | 0
SUZLN-PRT-00463 | AUX ADDON3NO+1NC DILM150-XHI31 277949MOE | Suzlon North America |  | WTGs |  |  | 51018262 |  |  | Suzlon |  | 0
SUZLN-PRT-00464 | AUX ADDON 1NO+1NC NHI11PKZOSIDE72896MOEL | Suzlon North America |  | WTGs |  |  | 51018263 |  | 72896, MOELLER | Suzlon |  | 0
SUZLN-PRT-00465 | CHOKE3PH12&#181;H500A4EU27520ED000BA0 SEIMENS | Suzlon North America |  | WTGs |  |  | 51018281 |  |  | Suzlon |  | 0
SUZLN-PRT-00466 | SUPRESSOR BLOCK24-48VDC LA4DE3E SCHNEID | Suzlon North America |  | WTGs |  |  | 51018357 |  |  | Suzlon |  | 0
SUZLN-PRT-00467 | SUPPRESSOR BLOCK12-24VDC LA4KE1B SCHNEID | Suzlon North America |  | WTGs |  |  | 51018358 |  |  | Suzlon |  | 0
SUZLN-PRT-00468 | SUPPRESSOR BLOCK130-250VAC LA4KE1UG SCHN | Suzlon North America |  | WTGs |  |  | 51018359 |  |  | Suzlon |  | 0
SUZLN-PRT-00469 | GUIDING BUSH M314.0077 LTV | Suzlon North America |  | WTGs |  |  | 51018412 |  |  | Suzlon |  | 0
SUZLN-PRT-00470 | THREADED PLUG TOP M314.0076 LTV | Suzlon North America |  | WTGs |  |  | 51018413 |  |  | Suzlon |  | 0
SUZLN-PRT-00471 | PRESSURE PLATE M314.0051 LTV | Suzlon North America |  | WTGs |  |  | 51018414 |  |  | Suzlon |  | 0
SUZLN-PRT-00472 | PRESSURE PLATE M314.0074 LTV | Suzlon North America |  | WTGs |  |  | 51018416 |  |  | Suzlon |  | 0
SUZLN-PRT-00473 | PRESSURE PLATE M314.0001 LTV | Suzlon North America |  | WTGs |  |  | 51018418 |  |  | Suzlon |  | 0
SUZLN-PRT-00474 | THREADED PLUG M314.0073 LTV | Suzlon North America |  | WTGs |  |  | 51018420 |  |  | Suzlon |  | 0
SUZLN-PRT-00475 | PRESSURE PLATE M314.0054 LTV | Suzlon North America |  | WTGs |  |  | 51018421 |  |  | Suzlon |  | 0
SUZLN-PRT-00476 | BLOWER 230VAC D4E225-EH01-01EBMPAPST | Suzlon North America |  | WTGs |  |  | 51018456 |  |  | Suzlon |  | 0
SUZLN-PRT-00477 | NOC HINGE ASSEMBLY (SS) S88 | Suzlon North America |  | WTGs |  |  | 51018544 |  |  | Suzlon |  | 0
SUZLN-PRT-00478 | HEX NUT M42 DIN6915 GR10 HDG | Suzlon North America |  | WTGs |  |  | 51018626 |  |  | Suzlon |  | 0
SUZLN-PRT-00479 | TERMINAL10MM2 GREY UK10N 3005073PHOENIX | Suzlon North America |  | WTGs |  |  | 51018941 |  |  | Suzlon |  | 0
SUZLN-PRT-00480 | TERMINAL AKG4 GNYE 0421029 PHOENIX | Suzlon North America |  | WTGs |  |  | 51019065 |  |  | Suzlon |  | 0
SUZLN-PRT-00481 | TERM.END BRAKET E/AL NS35 1201662PHOENIX | Suzlon North America |  | WTGs |  |  | 51019139 |  |  | Suzlon |  | 0
SUZLN-PRT-00482 | MOUNTING PLATE BRACKET-R PNL/FA/644 | Suzlon North America |  | WTGs |  |  | 51019252 |  |  | Suzlon |  | 0
SUZLN-PRT-00483 | MOUNTING PLATE BRACKET-L PNL/FA/645 | Suzlon North America |  | WTGs |  |  | 51019253 |  |  | Suzlon |  | 0
SUZLN-PRT-00484 | BUSBAR L1:4 PNL/FA/2278 | Suzlon North America |  | WTGs |  |  | 51019258 |  |  | Suzlon |  | 0
SUZLN-PRT-00485 | BUSBAR L1:5 PNL/FA/2279 | Suzlon North America |  | WTGs |  |  | 51019259 |  |  | Suzlon |  | 0
SUZLN-PRT-00486 | BUSBAR L1:6 PNL/FA/2280 | Suzlon North America |  | WTGs |  |  | 51019260 |  |  | Suzlon |  | 0
SUZLN-PRT-00487 | BUSBAR V7-L7 PNL/FA/2273 | Suzlon North America |  | WTGs |  |  | 51019264 |  |  | Suzlon |  | 0
SUZLN-PRT-00488 | BUSBAR V8- PNL/FA/2272 | Suzlon North America |  | WTGs |  |  | 51019265 |  |  | Suzlon |  | 0
SUZLN-PRT-00489 | BUSBAR V8+ PNL/FA/2271 | Suzlon North America |  | WTGs |  |  | 51019266 |  |  | Suzlon |  | 0
SUZLN-PRT-00490 | BUSBAR V8-V9 PNL/FA/2274 | Suzlon North America |  | WTGs |  |  | 51019267 |  |  | Suzlon |  | 0
SUZLN-PRT-00491 | BUSBAR X2:1(V2-V5) PNL/FA/2267 | Suzlon North America |  | WTGs |  |  | 51019271 |  |  | Suzlon |  | 0
SUZLN-PRT-00492 | BUSBAR X2:2(V1-V4) PNL/FA/2266 | Suzlon North America |  | WTGs |  |  | 51019272 |  |  | Suzlon |  | 0
SUZLN-PRT-00493 | BUSBAR X2:3(V3-V6) PNL/FA/2268 | Suzlon North America |  | WTGs |  |  | 51019273 |  |  | Suzlon |  | 0
SUZLN-PRT-00494 | HP HYLAM SHEET DSI/DSA MTG PNL/FA/A37 | Suzlon North America |  | WTGs |  |  | 51019365 |  |  | Suzlon |  | 0
SUZLN-PRT-00495 | HP PROCT HYLAM COVER DSI/DSA PNL/FA/A38 | Suzlon North America |  | WTGs |  |  | 51019366 |  |  | Suzlon |  | 0
SUZLN-PRT-00496 | HP HEX STUD FOR HYLAM SHEET PNL/FA/A39 | Suzlon North America |  | WTGs |  |  | 51019367 |  |  | Suzlon |  | 0
SUZLN-PRT-00497 | HP CDE DRIVE FRAME FOR 2.1MW PNL/FA/A61 | Suzlon North America |  | WTGs |  |  | 51019389 |  |  | Suzlon |  | 0
SUZLN-PRT-00498 | RPM WHEEL M334.0168 | Suzlon North America |  | WTGs |  |  | 51019533 |  |  | Suzlon |  | 0
SUZLN-PRT-00499 | HOLDER-RPM SNSR M331.0042 | Suzlon North America |  | WTGs |  |  | 51019534 |  |  | Suzlon |  | 0
SUZLN-PRT-00500 | FAN AXIAL 700M3/H 115VAC 3327.117RITTAL | Suzlon North America |  | WTGs |  |  | 51019622 |  | 3244110 | Suzlon |  | 0
SUZLN-PRT-00501 | CNT CON 120VAC 4NO CA2KN40G7SCHNEIDR | Suzlon North America |  | WTGs |  |  | 51019623 |  |  | Suzlon |  | 0
SUZLN-PRT-00502 | CONTACTOR230VAC 4NO DILER40 51756 MOELLR | Suzlon North America |  | WTGs |  |  | 51019630 |  | 51756, MOELLER | Suzlon |  | 0
SUZLN-PRT-00503 | BRACKET POS SWITCH 85-95 S88V3 STV &amp; LTV | Suzlon North America |  | WTGs |  |  | 51019695 |  |  | Suzlon |  | 0
SUZLN-PRT-00504 | TERM.END CLMP TB E/NS 35N 0800886PHOENIX | Suzlon North America |  | WTGs |  |  | 51019822 |  |  | Suzlon |  | 0
SUZLN-PRT-00505 | COMP SPRING 12/2.0X18.0 284.7N | Suzlon North America |  | WTGs |  |  | 51019872 |  |  | Suzlon |  | 0
SUZLN-PRT-00506 | CONTACTOR 25KW/400V 3RT1627-1AP61SIEMENS | Suzlon North America |  | WTGs |  |  | 51019946 |  |  | Suzlon |  | 0
SUZLN-PRT-00507 | PUSH BUTTON 1NO BLK 3SB32020AA11 SIEMENS | Suzlon North America |  | WTGs |  |  | 51019958 |  | 3SB32020AA11 | Suzlon |  | 0
SUZLN-PRT-00508 | TERMINAL 3PH FEEDER 3RV1925-5AB SIEMENS | Suzlon North America |  | WTGs |  |  | 51019980 |  |  | Suzlon |  | 0
SUZLN-PRT-00509 | PROTECTIVE PLUG PT2-PE/S-24AC-ST 2839318 | Suzlon North America |  | WTGs |  |  | 51020018 |  |  | Suzlon |  | 0
SUZLN-PRT-00510 | PLINTH 800WX400D 100MM 2823200 RITTAL | Suzlon North America |  | WTGs |  |  | 51020038 |  |  | Suzlon |  | 0
SUZLN-PRT-00511 | SURGE AREST.BASE PT-BE/FM-2839282PHOENIX | Suzlon North America |  | WTGs |  |  | 51020042 |  |  | Suzlon |  | 0
SUZLN-PRT-00512 | GREASE MOBIL SHC 460 WT | Suzlon North America |  | WTGs |  |  | 51020120 |  |  | Suzlon |  | 0
SUZLN-PRT-00513 | GRID MFR300 690V/1A CAT84441065 WOODWARD | Suzlon North America |  | WTGs |  |  | 51020179 |  |  | Suzlon |  | 0
SUZLN-PRT-00514 | AUX ADDON DILM150-XHI11 277946 MOLLER | Suzlon North America |  | WTGs |  |  | 51020180 |  | 277946, MOELLER | Suzlon |  | 0
SUZLN-PRT-00515 | WELDED STUD M411.0045 | Suzlon North America |  | WTGs |  |  | 51020282 |  |  | Suzlon |  | 0
SUZLN-PRT-00516 | PITCH DRIVE BON MT706T041+MO LTV | Suzlon North America |  | WTGs |  |  | 51020324 |  |  | Suzlon |  | 0
SUZLN-PRT-00517 | CNT CON 24VDC 4P 3RH1440-1BB40SIEMENS | Suzlon North America |  | WTGs |  |  | 51020369 |  |  | Suzlon |  | 0
SUZLN-PRT-00518 | GR PIPE 1/8&quot; BSP COPPER SG00116/01-R0 | Suzlon North America |  | WTGs |  |  | 51020551 |  |  | Suzlon |  | 0
SUZLN-PRT-00519 | GR PIPE 1/8&quot; BSP COPPER SG00116/02-R0 | Suzlon North America |  | WTGs |  |  | 51020552 |  |  | Suzlon |  | 0
SUZLN-PRT-00520 | ELBOW 1/8&quot; BSP BRASS SG00117-R0 | Suzlon North America |  | WTGs |  |  | 51020553 |  |  | Suzlon |  | 0
SUZLN-PRT-00521 | Adapter 1/8'' BSP x 1/2'' BSP Brass SG 00118 R0 | Suzlon North America |  | WTGs |  |  | 51020554 |  |  | Suzlon |  | 0
SUZLN-PRT-00522 | RELAY VOLT MONT EMDFLV300 2866048PHOEN | Suzlon North America |  | WTGs |  |  | 51020734 |  | EMDFLV300, PHOENIX | Suzlon |  | 0
SUZLN-PRT-00523 | LUG RING 1.5-2.5MM2 OD18 | Suzlon North America |  | WTGs |  |  | 51021091 |  |  | Suzlon |  | 0
SUZLN-PRT-00524 | POSITION SWITCH ASSEMBLY M411.0100 | Suzlon North America |  | WTGs |  |  | 51021273 |  |  | Suzlon |  | 0
SUZLN-PRT-00525 | BRACKET POSITION SWITCH 95DEG M414.0236 | Suzlon North America |  | WTGs |  |  | 51021347 |  |  | Suzlon |  | 0
SUZLN-PRT-00526 | GREASE GEAR COVER ASSEMBLY M411.0104 | Suzlon North America |  | WTGs |  |  | 51021985 |  |  | Suzlon |  | 0
SUZLN-PRT-00527 | HOLDER-RPM SNSR TOP PART M334.0300 | Suzlon North America |  | WTGs |  |  | 51022052 |  |  | Suzlon |  | 0
SUZLN-PRT-00528 | HOLDER-RPM SNSR BASE PART M334.0169 | Suzlon North America |  | WTGs |  |  | 51022053 |  |  | Suzlon |  | 0
SUZLN-PRT-00529 | CONNECTION PLATE FOR RPM WHEEL M334.0301 | Suzlon North America |  | WTGs |  |  | 51022067 |  |  | Suzlon |  | 0
SUZLN-PRT-00530 | AXIAL DISC M334.0134 | Suzlon North America |  | WTGs |  |  | 51022209 |  |  | Suzlon |  | 0
SUZLN-PRT-00531 | HEX BOLT M24X35 ISO 4017 GR 8.8 GALV | Suzlon North America |  | WTGs |  |  | 51022230 |  |  | Suzlon |  | 0
SUZLN-PRT-00532 | COVER PLATE DUK 4/10 3003020 PHOENIX | Suzlon North America |  | WTGs |  |  | 51022277 |  |  | Suzlon |  | 0
SUZLN-PRT-00533 | HSS &amp; COUPLING GUARD-HANSEN M331.0127 | Suzlon North America |  | WTGs |  |  | 51022320 |  |  | Suzlon |  | 0
SUZLN-PRT-00534 | AIR INTAKE DUCT 2.1MW SG00138-R2 | Suzlon North America |  | WTGs |  |  | 51022338 |  |  | Suzlon |  | 0
SUZLN-PRT-00535 | RELAY PLC RSC-230UC/21 2966207 1COPHONIX | Suzlon North America |  | WTGs |  |  | 51022617 |  |  | Suzlon |  | 0
SUZLN-PRT-00536 | BRG RTD PT 100 PN5891634/02-R2 NDE | Suzlon North America |  | WTGs |  |  | 51022642 |  |  | Suzlon |  | 0
SUZLN-PRT-00537 | HOLDER-RPM SNSR BRAKE DISC M354.0226 (HANSEN) | Suzlon North America |  | WTGs |  |  | 51022722 |  |  | Suzlon |  | 0
SUZLN-PRT-00538 | BUSBAR MAXIPLS 3200A 799MM 9650251RITTAL | Suzlon North America |  | WTGs |  |  | 51023226 |  |  | Suzlon |  | 0
SUZLN-PRT-00539 | BUSBAR MAXIPLS 3200A 491MM 9650201RITTAL | Suzlon North America |  | WTGs |  |  | 51023242 |  |  | Suzlon |  | 0
SUZLN-PRT-00540 | THREADED BOLT M12X80 9650960 RITTAL | Suzlon North America |  | WTGs |  |  | 51023244 |  |  | Suzlon |  | 0
SUZLN-PRT-00541 | TERMINAL STUD M16 32MM 9650380 RITTAL | Suzlon North America |  | WTGs |  |  | 51023245 |  |  | Suzlon |  | 0
SUZLN-PRT-00542 | DISTANCE BUSH M314.0058 | Suzlon North America |  | WTGs |  |  | 51023248 |  |  | Suzlon |  | 0
SUZLN-PRT-00543 | CONTACTOR24VDCDILM80 239416 MOELLER | Suzlon North America |  | WTGs |  |  | 51023279 |  | 239416, MOELLER | Suzlon |  | 0
SUZLN-PRT-00544 | BEAM M454.0023 | Suzlon North America |  | WTGs |  |  | 51024045 |  |  | Suzlon |  | 0
SUZLN-PRT-00545 | BEAM M454.0024 | Suzlon North America |  | WTGs |  |  | 51024046 |  |  | Suzlon |  | 0
SUZLN-PRT-00546 | MOUNTING TRAVERSE M454.0025 | Suzlon North America |  | WTGs |  |  | 51024047 |  |  | Suzlon |  | 0
SUZLN-PRT-00547 | MIDDLE TRAVERSE M454.0026 | Suzlon North America |  | WTGs |  |  | 51024048 |  |  | Suzlon |  | 0
SUZLN-PRT-00548 | TRAVERSE M454.0027 | Suzlon North America |  | WTGs |  |  | 51024049 |  |  | Suzlon |  | 0
SUZLN-PRT-00549 | HEX NUT ISO 8673-M36X2-8-GALV | Suzlon North America |  | WTGs |  |  | 51024131 |  |  | Suzlon |  | 0
SUZLN-PRT-00550 | ADJUSTING BOLT M314.0025 | Suzlon North America |  | WTGs |  |  | 51024132 |  |  | Suzlon |  | 0
SUZLN-PRT-00551 | PROTECTION-FOR HUBNER ENCODER SG00169-R1 | Suzlon North America |  | WTGs |  |  | 51024241 |  |  | Suzlon |  | 0
SUZLN-PRT-00552 | CLS KIT 2.1 MW- PART NO 636-45026-3 | Suzlon North America |  | WTGs |  |  | 51024247 |  |  | Suzlon |  | 0
SUZLN-PRT-00553 | RELAYDIGITALMONITOR 3UG4622-1AW30SIEMENS | Suzlon North America |  | WTGs |  |  | 51024255 |  |  | Suzlon |  | 0
SUZLN-PRT-00554 | SLIPRING 300D 420A SU289 PN15555 Ra | Suzlon North America |  | WTGs |  |  | 51024520 |  |  | Suzlon |  | 0
SUZLN-PRT-00555 | HEX NUT EN 14399-4 M36-10-HDG | Suzlon North America |  | WTGs |  |  | 51024778 |  |  | Suzlon |  | 0
SUZLN-PRT-00556 | STUD M36 LTV DRG: D01392xx | Suzlon North America |  | WTGs |  |  | 51024785 |  |  | Suzlon |  | 0
SUZLN-PRT-00557 | ACB COVER 420x470x34MM 2702.009 RITTAL | Suzlon North America |  | WTGs |  |  | 51024854 |  |  | Suzlon |  | 0
SUZLN-PRT-00558 | BRAKE RESISTOR WIRE - BWD600027 KOCH | Suzlon North America |  | WTGs |  |  | 51024952 |  |  | Suzlon |  | 0
SUZLN-PRT-00559 | POWERSUPPLY230AC/24VDC,2.5A PULSSLR2.100 | Suzlon North America |  | WTGs |  |  | 51024978 |  | SLR2.100 | Suzlon |  | 0
SUZLN-PRT-00560 | SCS DIGITAL I/O MODULE TYPE:DIO 264 | Suzlon North America |  | WTGs |  |  | 51024980 |  | DIO264 | Suzlon |  | 0
SUZLN-PRT-00561 | SCS ANALOGUE I/O MODULE TYPE:AI0 288 | Suzlon North America |  | WTGs |  |  | 51024982 |  | AIO288 | Suzlon |  | 0
SUZLN-PRT-00562 | SCS BUSBAR HOLDER TYPE:BS 208 | Suzlon North America |  | WTGs |  |  | 51024983 |  |  | Suzlon |  | 0
SUZLN-PRT-00563 | SCS CAN BUS MASTER TYPE :CM202 | Suzlon North America |  | WTGs |  |  | 51024984 |  |  | Suzlon |  | 0
SUZLN-PRT-00564 | SCS COUNTER MODULE TYPE CNT 204/H | Suzlon North America |  | WTGs |  |  | 51024985 |  |  | Suzlon |  | 0
SUZLN-PRT-00565 | SCS ETHERNET MASTER TYPE :EM203 | Suzlon North America |  | WTGs |  |  | 51024986 |  |  | Suzlon |  | 0
SUZLN-PRT-00566 | SCS FAST BUS MASTER TYPE :FM 211 | Suzlon North America |  | WTGs |  |  | 51024987 |  |  | Suzlon |  | 0
SUZLN-PRT-00567 | SCS FASTBUS SLAVE FIBREOPTIC TYPEFS211/N | Suzlon North America |  | WTGs |  |  | 51024988 |  |  | Suzlon |  | 0
SUZLN-PRT-00568 | SCS PLUG FOR AIO TYPE SS-AIO 288 B+C | Suzlon North America |  | WTGs |  |  | 51024990 |  |  | Suzlon |  | 0
SUZLN-PRT-00569 | SCS PLUG TYPE KZ_DIO280 B+C P.B-11978/50 | Suzlon North America |  | WTGs |  |  | 51024994 |  | P.B-11978/50 | Suzlon |  | 0
SUZLN-PRT-00570 | SCS POWER SUPPLY 24V/5V,6A 45W -NT250 | Suzlon North America |  | WTGs |  |  | 51024997 |  |  | Suzlon |  | 0
SUZLN-PRT-00571 | SCS TEMPERATURE MODULE TYPE : PTAI 216 | Suzlon North America |  | WTGs |  |  | 51025000 |  |  | Suzlon |  | 0
SUZLN-PRT-00572 | SCS-DIGITAL I/O MODULE- DIO280 | Suzlon North America |  | WTGs |  |  | 51025001 |  | DIO280 | Suzlon |  | 0
SUZLN-PRT-00573 | SCSGRID MONITORING,MFR1371,WOODWARD | Suzlon North America |  | WTGs |  |  | 51025002 |  |  | Suzlon |  | 0
SUZLN-PRT-00574 | FREQ. CONV.CDE54.044D+CAN-18100677LUST | Suzlon North America |  | WTGs |  |  | 51025015 |  | CDE54.044D+CAN-, LUST | Suzlon |  | 0
SUZLN-PRT-00575 | M1 CTRL STN BOTOM,O:B12864/00 P:HS208/1 | Suzlon North America |  | WTGs |  |  | 51025016 |  | B12864/00 | Suzlon |  | 0
SUZLN-PRT-00576 | CAPACITOR TERMINAL COVER P/N40941 VISHAY | Suzlon North America |  | WTGs |  |  | 51025021 |  |  | Suzlon |  | 0
SUZLN-PRT-00577 | M1 CNTRSTN TOP NS208/08 B12868/00BACHMAN | Suzlon North America |  | WTGs |  |  | 51025022 |  | B12868/00, BACHMAN | Suzlon |  | 0
SUZLN-PRT-00578 | SUBDPLUG (F) SUBCON25/FSH 2761619 PHOENX | Suzlon North America |  | WTGs |  |  | 51025026 |  |  | Suzlon |  | 0
SUZLN-PRT-00579 | TEMPERATURE SENSOR W043P21040003005 SIKA | Suzlon North America |  | WTGs |  |  | 51025030 |  |  | Suzlon |  | 0
SUZLN-PRT-00580 | RELAY LIMIT VALUE 240VG2UM300VL20 CELSA | Suzlon North America |  | WTGs |  |  | 51025031 |  |  | Suzlon |  | 0
SUZLN-PRT-00581 | SPEED MONITOR FR1 DD2003 IFM | Suzlon North America |  | WTGs |  |  | 51025033 |  |  | Suzlon |  | 0
SUZLN-PRT-00582 | TRANSDUCER O/P 4-20MA 2814838 PHOENIX | Suzlon North America |  | WTGs |  |  | 51025041 |  |  | Suzlon |  | 0
SUZLN-PRT-00583 | SCS DISPLAY WT305E E12760/00 BACHMANN | Suzlon North America |  | WTGs |  |  | 51025043 |  |  | Suzlon |  | 0
SUZLN-PRT-00584 | SUBDPLUG (F) SUBCONPLUSF3 2761871 PHOENI | Suzlon North America |  | WTGs |  |  | 51025048 |  |  | Suzlon |  | 0
SUZLN-PRT-00585 | CAN MODULE SFS236C B 13140/00 BACHMANN | Suzlon North America |  | WTGs |  |  | 51025049 |  |  | Suzlon |  | 0
SUZLN-PRT-00586 | CHOKE 10UH 230A 4KA MEYER TRANSFORMATOR | Suzlon North America |  | WTGs |  |  | 51025050 |  |  | Suzlon |  | 0
SUZLN-PRT-00587 | HEATSINK PR258 B600X1000 ALUTRONIC | Suzlon North America |  | WTGs |  |  | 51025051 |  |  | Suzlon |  | 0
SUZLN-PRT-00588 | TEMPERATURE SW.90DC KO3DO09005B20GA EAW | Suzlon North America |  | WTGs |  |  | 51025056 |  |  | Suzlon |  | 0
SUZLN-PRT-00589 | VOLTAGE TRANSDUCER CV3 1500 LEM | Suzlon North America |  | WTGs |  |  | 51025057 |  |  | Suzlon |  | 0
SUZLN-PRT-00590 | TRANSDUCER CURRENT MCRS10 2814744PHOENIX | Suzlon North America |  | WTGs |  |  | 51025062 |  | 2814744, PHOENIX | Suzlon |  | 0
SUZLN-PRT-00591 | TEMPERATURE TRANSMITTER SME8 LKM254 SIKA | Suzlon North America |  | WTGs |  |  | 51025066 |  | LKM254, SIKA | Suzlon |  | 0
SUZLN-PRT-00592 | BATT CHARG 2.5A P688W11PMO4100100POWRTON | Suzlon North America |  | WTGs |  |  | 51025067 |  | P688W11PMO4100100 | Suzlon |  | 0
SUZLN-PRT-00593 | RESISTOR 470KOHM 12W HVR50RE470KK HIPAS | Suzlon North America |  | WTGs |  |  | 51025068 |  |  | Suzlon |  | 0
SUZLN-PRT-00594 | UPS 6000VA PIN+6000T 017-751-400 ALPHAUL | Suzlon North America |  | WTGs |  |  | 51025071 |  |  | Suzlon |  | 0
SUZLN-PRT-00595 | RESISTOR 68OHM 130W IXYS | Suzlon North America |  | WTGs |  |  | 51025089 |  |  | Suzlon |  | 0
SUZLN-PRT-00596 | THERMOSWITCH S1 75DEGREE C /M5 IXYS | Suzlon North America |  | WTGs |  |  | 51025090 |  |  | Suzlon |  | 0
SUZLN-PRT-00597 | THERMOSWITCH S2 60DEGREE C /M5 IXYS | Suzlon North America |  | WTGs |  |  | 51025092 |  |  | Suzlon |  | 0
SUZLN-PRT-00598 | THYRISTOR MODUL MCO 600-22IO1 IXYS | Suzlon North America |  | WTGs |  |  | 51025095 |  |  | Suzlon |  | 0
SUZLN-PRT-00599 | FUSE BLOCK CLASS J J60060-3CR BUSSMANN | Suzlon North America |  | WTGs |  |  | 51025113 |  |  | Suzlon |  | 0
SUZLN-PRT-00600 | FUSE BLOCK CLASS J J60600-1CR BUSSMANN | Suzlon North America |  | WTGs |  |  | 51025114 |  |  | Suzlon |  | 0
SUZLN-PRT-00601 | FUSE BLOCK CLASS J J60100-3CR BUSSMANN | Suzlon North America |  | WTGs |  |  | 51025115 |  |  | Suzlon |  | 0
SUZLN-PRT-00602 | SOFTSTARTER W/CTRL SVNK013S070M32 IXYS | Suzlon North America |  | WTGs |  |  | 51025124 |  |  | Suzlon |  | 0
SUZLN-PRT-00603 | RELAY ER40 24DC 300DC A02 E11722 TWK | Suzlon North America |  | WTGs |  |  | 51025126 |  |  | Suzlon |  | 0
SUZLN-PRT-00604 | FUSE COVER F/100A SAMI-3I BUSSMANN | Suzlon North America |  | WTGs |  |  | 51025132 |  |  | Suzlon |  | 0
SUZLN-PRT-00605 | FUSE COVER F/60A SAMI-6I BUSSMANN | Suzlon North America |  | WTGs |  |  | 51025133 |  |  | Suzlon |  | 0
SUZLN-PRT-00606 | CAN(M)CONNECTOR 5POSM12 1508352 PHOENIX | Suzlon North America |  | WTGs |  |  | 51025139 |  | 5POSM12, PHOENIX | Suzlon |  | 0
SUZLN-PRT-00607 | RESISTOR 750OHM 1.6KW 2F60/50000000 JOVY | Suzlon North America |  | WTGs |  |  | 51025140 |  |  | Suzlon |  | 0
SUZLN-PRT-00608 | CAN(F)CONNECTOR 5POSM12 1508365 PHOENIX | Suzlon North America |  | WTGs |  |  | 51025150 |  | 5POSM12, PHOENIX | Suzlon |  | 0
SUZLN-PRT-00609 | WIRE35MM2 YE UL/CE H07V-K | Suzlon North America |  | WTGs |  |  | 51025225 |  |  | Suzlon |  | 0
SUZLN-PRT-00610 | WIRE35MM2 BK SHORT CKT PROOF | Suzlon North America |  | WTGs |  |  | 51025275 |  |  | Suzlon |  | 0
SUZLN-PRT-00611 | WIRE2.5MM2 BK SHORT CKT PROOF | Suzlon North America |  | WTGs |  |  | 51025280 |  |  | Suzlon |  | 0
SUZLN-PRT-00612 | BRG D625-6328-MC3 | Suzlon North America |  | WTGs |  |  | 51025284 |  |  | Suzlon |  | 0
SUZLN-PRT-00613 | BRG D625-6332-MC3 | Suzlon North America |  | WTGs |  |  | 51025285 |  |  | Suzlon |  | 0
SUZLN-PRT-00614 | LOW VOLT PIN AL DIA 30X30MM 220042 | Suzlon North America |  | WTGs |  |  | 51025292 |  |  | Suzlon |  | 0
SUZLN-PRT-00615 | SILICON RUBBER CABLE 1.1 KV 95 SQMM | Suzlon North America |  | WTGs |  |  | 51025298 |  |  | Suzlon |  | 0
SUZLN-PRT-00616 | STUD M36 COLD CLIMATE D01191XX | Suzlon North America |  | WTGs |  |  | 51025509 |  |  | Suzlon |  | 0
SUZLN-PRT-00617 | ROTABOLT STUD M36-COLDCLIMATE D01205XX | Suzlon North America |  | WTGs |  |  | 51025510 |  |  | Suzlon |  | 0
SUZLN-PRT-00618 | ROTABOLT STUD M36 LTV DRG: D01393xx | Suzlon North America |  | WTGs |  |  | 51025512 |  |  | Suzlon |  | 0
SUZLN-PRT-00619 | FUSEBLOCK 3P 100A 600V 61038J UL FERRAZ | Suzlon North America |  | WTGs |  |  | 51027041 |  |  | Suzlon |  | 0
SUZLN-PRT-00620 | FUSECOVER IND J 600V DFC3I UL FERRAZ | Suzlon North America |  | WTGs |  |  | 51027042 |  |  | Suzlon |  | 0
SUZLN-PRT-00621 | UPS 1500VA 160-276VAC PIN+1500 ALPHA | Suzlon North America |  | WTGs |  |  | 51027043 |  |  | Suzlon |  | 0
SUZLN-PRT-00622 | TRAFO UL3PH600/208-120V16KVA60HZ 2280397 | Suzlon North America |  | WTGs |  |  | 51027044 |  |  | Suzlon |  | 0
SUZLN-PRT-00623 | TRAFO UL3PH600/230-133V25KVA60HZ 2310383 | Suzlon North America |  | WTGs |  |  | 51027045 |  |  | Suzlon |  | 0
SUZLN-PRT-00624 | FUSECOVER IND J 600V DFC6I UL FERRAZ | Suzlon North America |  | WTGs |  |  | 51027046 |  |  | Suzlon |  | 0
SUZLN-PRT-00625 | FUSEBLOCK 3P 60A 600V 60608J UL FERRAZ | Suzlon North America |  | WTGs |  |  | 51027047 |  |  | Suzlon |  | 0
SUZLN-PRT-00626 | TRAFO UL 3PH600/415-240V16KVA DTS2280401 | Suzlon North America |  | WTGs |  |  | 51027051 |  |  | Suzlon |  | 0
SUZLN-PRT-00627 | FSD 200A FD200J3 BUSSMMANN | Suzlon North America |  | WTGs |  |  | 51027052 |  |  | Suzlon |  | 0
SUZLN-PRT-00628 | FUSIBLE DISCO SW200A600V FBJ200SO FERRAZ | Suzlon North America |  | WTGs |  |  | 51027053 |  |  | Suzlon |  | 0
SUZLN-PRT-00629 | FUSIBLE DISCO SW100A600V FBJ100SO FERRAZ | Suzlon North America |  | WTGs |  |  | 51027054 |  |  | Suzlon |  | 0
SUZLN-PRT-00630 | HANDLE FOR DIRECT OPERATION HADB4 FERRAZ | Suzlon North America |  | WTGs |  |  | 51027055 |  |  | Suzlon |  | 0
SUZLN-PRT-00631 | FSD 100A CFD100J3 BUSSMMANN | Suzlon North America |  | WTGs |  |  | 51027062 |  |  | Suzlon |  | 0
SUZLN-PRT-00632 | HANDLE FOR 200A FSD BDH114SH BUSSMANN | Suzlon North America |  | WTGs |  |  | 51027064 |  |  | Suzlon |  | 0
SUZLN-PRT-00633 | MPCB 0.4-0.63A 3P GV2 P04 SCHNEIDER | Suzlon North America |  | WTGs |  |  | 51027751 |  |  | Suzlon |  | 0
SUZLN-PRT-00634 | VENTILATION PLUG M12X1.5BK BVPB-21BBIMED | Suzlon North America |  | WTGs |  |  | 51027757 |  | BVPB-21BBIMED | Suzlon |  | 0
SUZLN-PRT-00635 | VENTI.PLUG LOCKNUT M12X1.5BK BML-2SBIMED | Suzlon North America |  | WTGs |  |  | 51027758 |  | BML-2SBIMED | Suzlon |  | 0
SUZLN-PRT-00636 | HINDGES WITH FASTENERS RAIN PROTECT DUCT | Suzlon North America |  | WTGs |  |  | 51027766 |  |  | Suzlon |  | 0
SUZLN-PRT-00637 | HANDLE FOR 100A FSD BDH110SH BUSSMANN | Suzlon North America |  | WTGs |  |  | 51027771 |  |  | Suzlon |  | 0
SUZLN-PRT-00638 | ACB2500A 3WL52254EG324GA2ZC22K07SEIMENS | Suzlon North America |  | WTGs |  |  | 51027776 |  |  | Suzlon |  | 0
SUZLN-PRT-00639 | SURGE ARRESTER PLUG N-PE 2817990 PHOENIX | Suzlon North America |  | WTGs |  |  | 51027793 |  |  | Suzlon |  | 0
SUZLN-PRT-00640 | STOPER TERMINAL CLIPFIX35 3022218PHOENIX | Suzlon North America |  | WTGs |  |  | 51027851 |  |  | Suzlon |  | 0
SUZLN-PRT-00641 | POWER SUPPLY NTPS-24-1.3 N-TRON | Suzlon North America |  | WTGs |  |  | 51027859 |  |  | Suzlon |  | 0
SUZLN-PRT-00642 | BP GRUB SCREW FOR FUSE BASE PNL/FA/A182 | Suzlon North America |  | WTGs |  |  | 51028130 |  |  | Suzlon |  | 0
SUZLN-PRT-00643 | IMPELLER FOR 2.1/60 HZ GENERATOR BLOWER | Suzlon North America |  | WTGs |  |  | 51028144 |  |  | Suzlon |  | 0
SUZLN-PRT-00644 | HV WASHER M33 DIN 6916 | Suzlon North America |  | WTGs |  |  | 51028404 |  |  | Suzlon |  | 0
SUZLN-PRT-00645 | GREASE KLUBERPLEX BEM 41-132 | Suzlon North America |  | WTGs |  |  | 51028435 |  |  | Suzlon |  | 0
SUZLN-PRT-00646 | OIL MOBILGEAR SHC XMP 320 | Suzlon North America |  | WTGs |  |  | 51028445 |  |  | Suzlon |  | 0
SUZLN-PRT-00647 | OIL MOBILGEAR SHC XMP 150 | Suzlon North America |  | WTGs |  |  | 51028451 |  |  | Suzlon |  | 0
SUZLN-PRT-00648 | GREASE 274 MOLY EP SYNTHETIC BLEND #0 | Suzlon North America |  | WTGs |  |  | 51028452 |  |  | Suzlon |  | 0
SUZLN-PRT-00649 | BRG SOLVENT (RP) Z939 | Suzlon North America |  | WTGs |  |  | 51028462 |  |  | Suzlon |  | 0
SUZLN-PRT-00650 | OIL EXXON UNIVIS HVI 13 | Suzlon North America |  | WTGs |  |  | 51028469 |  |  | Suzlon |  | 0
SUZLN-PRT-00651 | YAW DRIVE 60HZ BON MT712T008-MO LTV | Suzlon North America |  | WTGs |  |  | 51028474 |  |  | Suzlon |  | 0
SUZLN-PRT-00652 | 3/2 WAY-VALVE-PART NO 752-TYPE MK10DR-NO | Suzlon North America |  | WTGs |  |  | 51028487 |  |  | Suzlon |  | 0
SUZLN-PRT-00653 | BRAKE PAD MD 550-PART NO 490-1563-801 | Suzlon North America |  | WTGs |  |  | 51028525 |  |  | Suzlon |  | 0
SUZLN-PRT-00654 | BRAKE BSAK 3000-MS30S-100 490-0217-83011 | Suzlon North America |  | WTGs |  |  | 51028531 |  |  | Suzlon |  | 0
SUZLN-PRT-00655 | SILICA GEL BREATHER -DC3 | Suzlon North America |  | WTGs |  |  | 51028532 |  |  | Suzlon |  | 0
SUZLN-PRT-00656 | CABLEPVC 1C185MM2,RADOX 155 | Suzlon North America |  | WTGs |  |  | 51028568 |  |  | Suzlon |  | 0
SUZLN-PRT-00657 | CLOG INDICATOR 1277805 VM3D.0/VL24S040 | Suzlon North America |  | WTGs |  |  | 51028589 |  |  | Suzlon |  | 0
SUZLN-PRT-00658 | GEAR MOUNT S88.2.03.08 | Suzlon North America |  | WTGs |  |  | 51028640 |  |  | Suzlon |  | 0
SUZLN-PRT-00659 | GENERATOR MOUNT ML01/003/65 | Suzlon North America |  | WTGs |  |  | 51028656 |  |  | Suzlon |  | 0
SUZLN-PRT-00660 | HEX BOLT M36X180 EN 14399-4 GR 10.9 HDG | Suzlon North America |  | WTGs |  |  | 51028717 |  |  | Suzlon |  | 0
SUZLN-PRT-00661 | HYDRAULIC COUPLER-C-604-HI FLOW COUPLER | Suzlon North America |  | WTGs |  |  | 51028751 |  |  | Suzlon |  | 0
SUZLN-PRT-00662 | HYDRAULIC HOSE ENERPAC HC 7206 | Suzlon North America |  | WTGs |  |  | 51028754 |  |  | Suzlon |  | 0
SUZLN-PRT-00663 | HYDRAULIC RUBBER TUBE-222B NW 6/0.375 | Suzlon North America |  | WTGs |  |  | 51028758 |  |  | Suzlon |  | 0
SUZLN-PRT-00664 | HYDRAULIC TUBES-GALVANISED 8X1.5MM | Suzlon North America |  | WTGs |  |  | 51028759 |  |  | Suzlon |  | 0
SUZLN-PRT-00665 | KNEE CONNECTION-GE 8 LR 1/4&quot; | Suzlon North America |  | WTGs |  |  | 51028774 |  |  | Suzlon |  | 0
SUZLN-PRT-00666 | LIBERO WINDOW-MODEL 62X62 CM R-55 | Suzlon North America |  | WTGs |  |  | 51028780 |  |  | Suzlon |  | 0
SUZLN-PRT-00667 | LIMIT SWITCH GTES 51/1B/3 4.1NM+499G/S | Suzlon North America |  | WTGs |  |  | 51028781 |  |  | Suzlon |  | 0
SUZLN-PRT-00668 | NACELE FAN-FE063-4DQ.6N3 60HZ ZIEHLABECH | Suzlon North America |  | WTGs |  |  | 51028801 |  |  | Suzlon |  | 0
SUZLN-PRT-00669 | PLATE SPRING - DIN 2093 A 100 | Suzlon North America |  | WTGs |  |  | 51028841 |  |  | Suzlon |  | 0
SUZLN-PRT-00670 | PR.FILTER+EL.PR.SWICH-FHB065-1BAF1A10NN7 | Suzlon North America |  | WTGs |  |  | 51028851 |  |  | Suzlon |  | 0
SUZLN-PRT-00671 | RESISTANCE THEMOMTR,000.000.361.827,0 | Suzlon North America |  | WTGs |  |  | 51028874 |  |  | Suzlon |  | 0
SUZLN-PRT-00672 | RESOLVER THALHEIM RTD4A4Y2P1-7-10-0.5 | Suzlon North America |  | WTGs |  |  | 51028880 |  |  | Suzlon |  | 0
SUZLN-PRT-00673 | LIMIT SWITCH XCKM106H29 SCHNEIDER | Suzlon North America |  | WTGs |  |  | 51028915 |  |  | Suzlon |  | 0
SUZLN-PRT-00674 | SHRINK DISC 2.1 MW STUWE HSD720-81-1 | Suzlon North America |  | WTGs |  |  | 51028923 |  |  | Suzlon |  | 0
SUZLN-PRT-00675 | SHUT OFF VALVE NV08-20A-O-N | Suzlon North America |  | WTGs |  |  | 51028924 |  |  | Suzlon |  | 0
SUZLN-PRT-00676 | SPINDLE WITH3SWITCH PF090301000006 TER | Suzlon North America |  | WTGs |  |  | 51028931 |  |  | Suzlon |  | 0
SUZLN-PRT-00677 | WASHER ISO 7090-18-300HV GALV | Suzlon North America |  | WTGs |  |  | 51029002 |  |  | Suzlon |  | 0
SUZLN-PRT-00678 | WASHER EN 14399-6--42 HDG | Suzlon North America |  | WTGs |  |  | 51029011 |  |  | Suzlon |  | 0
SUZLN-PRT-00679 | WASHER ISO 7090-20-300HV GALV | Suzlon North America |  | WTGs |  |  | 51029017 |  |  | Suzlon |  | 0
SUZLN-PRT-00680 | HYDRAULIC CYLINDER-ENERPACK BRD 256 | Suzlon North America |  | WTGs |  |  | 51029064 |  |  | Suzlon |  | 0
SUZLN-PRT-00681 | VIBRATION MONITOR STRUCTURAL PCH1026 | Suzlon North America |  | WTGs |  |  | 51029065 |  |  | Suzlon |  | 0
SUZLN-PRT-00682 | RING NUT-ENERPACK BAD-193 | Suzlon North America |  | WTGs |  |  | 51029066 |  |  | Suzlon |  | 0
SUZLN-PRT-00683 | ENCODR ABS TBE50SAS TWK SSI INTERF | Suzlon North America |  | WTGs |  |  | 51029095 |  |  | Suzlon |  | 0
SUZLN-PRT-00684 | GEARBOX 2.1MW 60HZ PEAB 4456 S88 LTV | Suzlon North America |  | WTGs |  |  | 51029105 |  |  | Suzlon |  | 0
SUZLN-PRT-00685 | CABLE PROX SENSOR 10M TYPE RKWTH 4-182 | Suzlon North America |  | WTGs |  |  | 51029115 |  |  | Suzlon |  | 0
SUZLN-PRT-00686 | SCS M1CPU MPC 240 B12711/30 BACHMAN | Suzlon North America |  | WTGs |  |  | 51029127 |  | B12711/30 | Suzlon |  | 0
SUZLN-PRT-00687 | GEARWHEEL M20 Z8 PRSL0915PI TER | Suzlon North America |  | WTGs |  |  | 51029157 |  |  | Suzlon |  | 0
SUZLN-PRT-00688 | YAW DRIVE 60HZ SCH GP5 / 490+MO LTV | Suzlon North America |  | WTGs |  |  | 51029159 |  |  | Suzlon |  | 0
SUZLN-PRT-00689 | PROX SNSR IGK3005-BPKG/M/US IGM 200 IFM | Suzlon North America |  | WTGs |  |  | 51029164 |  |  | Suzlon |  | 0
SUZLN-PRT-00690 | PROX SNSR PNP BES 515-360-S4-C BALLUF | Suzlon North America |  | WTGs |  |  | 51029165 |  |  | Suzlon |  | 0
SUZLN-PRT-00691 | HYDRAULIC AGGREGATE 3078-01 | Suzlon North America |  | WTGs |  |  | 51029180 |  |  | Suzlon |  | 0
SUZLN-PRT-00692 | CABLEPVC 1X2P18AWG UL UNITRO LAPP0030955 | Suzlon North America |  | WTGs |  |  | 51029193 |  |  | Suzlon |  | 0
SUZLN-PRT-00693 | CABLEPVC 2C2P18AWG 0030956 ULUNITRO LAPP | Suzlon North America |  | WTGs |  |  | 51029194 |  |  | Suzlon |  | 0
SUZLN-PRT-00694 | CABLEPVC 3C2P18AWG 0030957 UNITRO LAPP | Suzlon North America |  | WTGs |  |  | 51029195 |  |  | Suzlon |  | 0
SUZLN-PRT-00695 | CABLEPVC 4X2P18AWG UL UNITRO LAPP0030958 | Suzlon North America |  | WTGs |  |  | 51029196 |  |  | Suzlon |  | 0
SUZLN-PRT-00696 | CABLEPVC 5C2P18AWG 0030959 ULUNITRO LAPP | Suzlon North America |  | WTGs |  |  | 51029197 |  |  | Suzlon |  | 0
SUZLN-PRT-00697 | CABLEPVC 3G16AWG 0011137 OLFL191 LAPP | Suzlon North America |  | WTGs |  |  | 51029198 |  |  | Suzlon |  | 0
SUZLN-PRT-00698 | CABLEPVC 4G16AWG 0011138 OLFLEX 191 LAPP | Suzlon North America |  | WTGs |  |  | 51029199 |  |  | Suzlon |  | 0
SUZLN-PRT-00699 | CABLEPVC 3G16AWG 0011187 OLFL191CY LAPP | Suzlon North America |  | WTGs |  |  | 51029201 |  |  | Suzlon |  | 0
SUZLN-PRT-00700 | CABLEPVC 4G10AWG 30010548 OLF191CYLAPP | Suzlon North America |  | WTGs |  |  | 51029205 |  |  | Suzlon |  | 0
SUZLN-PRT-00701 | FANHEATER 3X600V 9KW TYP HLJ ELEKTRATHRM | Suzlon North America |  | WTGs |  |  | 51029278 |  |  | Suzlon |  | 0
SUZLN-PRT-00702 | BATTERY BOX WITH HEATER DWG: E0501301 | Suzlon North America |  | WTGs |  |  | 51029283 |  |  | Suzlon |  | 0
SUZLN-PRT-00703 | LIMIT SWITCH LTV OSISWITCH ZCKJ1+ZCKE066 | Suzlon North America |  | WTGs |  |  | 51029300 |  |  | Suzlon |  | 0
SUZLN-PRT-00704 | POSITIONING SYS-BSAK-3000-MS490-1849-801 | Suzlon North America |  | WTGs |  |  | 51029311 |  |  | Suzlon |  | 0
SUZLN-PRT-00705 | CABLERUB 1C150MM2(1C262 MCM) | Suzlon North America |  | WTGs |  |  | 51029326 |  |  | Suzlon |  | 0
SUZLN-PRT-00706 | CABLEPVC 1G3/0AWG 0026619 OLFLEXFD90LAPP | Suzlon North America |  | WTGs |  |  | 51029328 |  |  | Suzlon |  | 0
SUZLN-PRT-00707 | SLIPRING 1SRK420.21.4A02 STEMMANN | Suzlon North America |  | WTGs |  |  | 51029339 |  |  | Suzlon |  | 0
SUZLN-PRT-00708 | FRICTION PAD M314.0031 | Suzlon North America |  | WTGs |  |  | 51029357 |  |  | Suzlon |  | 0
SUZLN-PRT-00709 | FRICTION PAD M314.0006 | Suzlon North America |  | WTGs |  |  | 51029359 |  |  | Suzlon |  | 0
SUZLN-PRT-00711 | CABLE FO MIL+CONT 100M LS708499 LAPP | Suzlon North America |  | WTGs |  |  | 51029389 |  |  | Suzlon |  | 0
SUZLN-PRT-00712 | LIMIT SWITCH HUB XCKJ10511H29 SCHNEIDER | Suzlon North America |  | WTGs |  |  | 51029390 |  |  | Suzlon |  | 0
SUZLN-PRT-00714 | CABLE PROX SENSOR 15M TYPE RKWTH 4-182 | Suzlon North America |  | WTGs |  |  | 51029447 |  |  | Suzlon |  | 0
SUZLN-PRT-00715 | TUBE LIGHT RESOLUX UL 232BD LUMINAIRE | Suzlon North America |  | WTGs |  |  | 51029484 |  |  | Suzlon |  | 0
SUZLN-PRT-00716 | MOTOR -YAW MT712T006 | Suzlon North America |  | WTGs |  |  | 51029490 |  |  | Suzlon |  | 0
SUZLN-PRT-00717 | PRESSURE INDICATOR EDS 3346 | Suzlon North America |  | WTGs |  |  | 51029491 |  |  | Suzlon |  | 0
SUZLN-PRT-00718 | STUD M39X305 M304.0001 | Suzlon North America |  | WTGs |  |  | 51029495 |  |  | Suzlon |  | 0
SUZLN-PRT-00719 | PITCH DRIVE BON MT706T041-MO LTV | Suzlon North America |  | WTGs |  |  | 51029504 |  |  | Suzlon |  | 0
SUZLN-PRT-00720 | CABLEPVC 1C10MM2,RADOX 155 | Suzlon North America |  | WTGs |  |  | 51029511 |  |  | Suzlon |  | 0
SUZLN-PRT-00721 | CABLEPVC 1C70MM2, RADOX 155 | Suzlon North America |  | WTGs |  |  | 51029512 |  |  | Suzlon |  | 0
SUZLN-PRT-00722 | HEX BOLT M24X150 ISO 4017 GR 8.8 GALV | Suzlon North America |  | WTGs |  |  | 51029517 |  |  | Suzlon |  | 0
SUZLN-PRT-00723 | GEAR RIM 61-203020 S88 LTV&#160; IMO V3 | Suzlon North America |  | WTGs |  |  | 51029521 |  |  | Suzlon |  | 0
SUZLN-PRT-00724 | HEX BOLT M36X235 EN 14399-4 U B=85 HDG | Suzlon North America |  | WTGs |  |  | 51029529 |  |  | Suzlon |  | 0
SUZLN-PRT-00725 | CABLEPVC 1C50MM2 RADOX 155 | Suzlon North America |  | WTGs |  |  | 51029532 |  |  | Suzlon |  | 0
SUZLN-PRT-00726 | HEX NUT ISO 8675-M33X2-8-GALV | Suzlon North America |  | WTGs |  |  | 51029544 |  |  | Suzlon |  | 0
SUZLN-PRT-00727 | ARPEX COUPLING 2.1MW ARW04-0520-1006 | Suzlon North America |  | WTGs |  |  | 51029572 |  |  | Suzlon |  | 0
SUZLN-PRT-00728 | STUD M36X675 M304.0067 6AZ | Suzlon North America |  | WTGs |  |  | 51029652 |  |  | Suzlon |  | 0
SUZLN-PRT-00729 | ENCODR ASLY WITH LIMIT SWTCH LANG 00107 | Suzlon North America |  | WTGs |  |  | 51029654 |  |  | Suzlon |  | 0
SUZLN-PRT-00730 | YAW DRIVE 60HZ BON MT712T009+MO LTV | Suzlon North America |  | WTGs |  |  | 51029682 |  |  | Suzlon |  | 0
SUZLN-PRT-00731 | CT 2500A CT10055 IKTECHNICS | Suzlon North America |  | WTGs |  |  | 51029687 |  |  | Suzlon |  | 0
SUZLN-PRT-00732 | KTR COUPLING 2.1MW RADEX N-220 60HZ | Suzlon North America |  | WTGs |  |  | 51029711 |  |  | Suzlon |  | 0
SUZLN-PRT-00733 | GEARBOX 2.1MW 60HZ EH853A S88 LTV | Suzlon North America |  | WTGs |  |  | 51029712 |  |  | Suzlon |  | 0
SUZLN-PRT-00734 | ADAPTOR 8D X 3/8 18 NPT, 630BAR | Suzlon North America |  | WTGs |  |  | 51029721 |  |  | Suzlon |  | 0
SUZLN-PRT-00735 | ADAPTOR 3/8 18FNPT X 3/8 18FNPT,420 BAR | Suzlon North America |  | WTGs |  |  | 51029722 |  |  | Suzlon |  | 0
SUZLN-PRT-00736 | SHRINK DISC 2.1MW TLK681 TOLLOK Y1447 | Suzlon North America |  | WTGs |  |  | 51029724 |  |  | Suzlon |  | 0
SUZLN-PRT-00737 | WASHER UNI 9001 22X28X1,5 718006008 | Suzlon North America |  | WTGs |  |  | 51029790 |  |  | Suzlon |  | 0
SUZLN-PRT-00738 | WASHER UNI 1739 18X24X1,5 718006009 | Suzlon North America |  | WTGs |  |  | 51029791 |  |  | Suzlon |  | 0
SUZLN-PRT-00739 | STUD M36X320 M314.0093 | Suzlon North America |  | WTGs |  |  | 51029792 |  |  | Suzlon |  | 0
SUZLN-PRT-00740 | DAMPER EF/302/76;NR40;St37;F No.25336/A | Suzlon North America |  | WTGs |  |  | 51029796 |  |  | Suzlon |  | 0
SUZLN-PRT-00741 | ANEMOMETER ULTRASONIC 2D:4.3821.31.318 | Suzlon North America |  | WTGs |  |  | 51029801 |  |  | Suzlon |  | 0
SUZLN-PRT-00742 | CONTACTOR CAT:LC1D2510B7 SCHNEIDER | Suzlon North America |  | WTGs |  |  | 51029881 |  |  | Suzlon |  | 0
SUZLN-PRT-00743 | FAN AXIAL 19W,230VAC,160M3/H,EBM:4656 | Suzlon North America |  | WTGs |  |  | 51029885 |  | EBM:4656 | Suzlon |  | 0
SUZLN-PRT-00744 | LAMP SLIMLINE11W,120VAC,60HZ,TYPSL025 | Suzlon North America |  | WTGs |  |  | 51029927 |  |  | Suzlon |  | 0
SUZLN-PRT-00745 | MCB 2A,1P CAT:C60H 1P2AC SCHNEIDER | Suzlon North America |  | WTGs |  |  | 51029933 |  |  | Suzlon |  | 0
SUZLN-PRT-00746 | MCB 3A,1P CAT.C60H 1P3AC SCHNEIDER | Suzlon North America |  | WTGs |  |  | 51029934 |  |  | Suzlon |  | 0
SUZLN-PRT-00747 | MCB 40A,2P, 440VDC, CAT:S282-UC-K40 AABB | Suzlon North America |  | WTGs |  |  | 51029935 |  |  | Suzlon |  | 0
SUZLN-PRT-00748 | MCB 6A,1P CAT.C60H 1P6A | Suzlon North America |  | WTGs |  |  | 51029937 |  |  | Suzlon |  | 0
SUZLN-PRT-00749 | MCB 6A,2P, 440VDC, S282-UC-K6A, ABB | Suzlon North America |  | WTGs |  |  | 51029939 |  |  | Suzlon |  | 0
SUZLN-PRT-00750 | MPCB 9-14A,3P GV2-ME16 SCHNEIDER | Suzlon North America |  | WTGs |  |  | 51029946 |  |  | Suzlon |  | 0
SUZLN-PRT-00751 | CONTACTOR CAT:LC1DT25BD SCHNEIDER | Suzlon North America |  | WTGs |  |  | 51029981 |  |  | Suzlon |  | 0
SUZLN-PRT-00752 | BRAKE HOLDER M334.0229 | Suzlon North America |  | WTGs |  |  | 51029994 |  |  | Suzlon |  | 0
SUZLN-PRT-00753 | CONDUITS CORR POLYAMIDE CAT:CPS36B | Suzlon North America |  | WTGs |  |  | 51030000 |  |  | Suzlon |  | 0
SUZLN-PRT-00754 | OUTLET FILTER 3325207 RAL7035 RITTAL | Suzlon North America |  | WTGs |  |  | 51030007 |  |  | Suzlon |  | 0
SUZLN-PRT-00755 | THERMOSTAT 0-60&#186;C1NO KTS01147.9-00 STEGO | Suzlon North America |  | WTGs |  |  | 51030023 |  |  | Suzlon |  | 0
SUZLN-PRT-00756 | THERMOSTAT 0-60&#186;C1NO KTS01147.9-00 STEGO | Suzlon North America |  | WTGs |  |  | 51030023 |  |  | Suzlon |  | 0
SUZLN-PRT-00757 | RELAY CURRENT EMDFLC10 2866022 PHOENIX | Suzlon North America |  | WTGs |  |  | 51030032 |  |  | Suzlon |  | 0
SUZLN-PRT-00758 | DIODE MODULES SKKE600 20H4 SEMIKRON | Suzlon North America |  | WTGs |  |  | 51030043 |  |  | Suzlon |  | 0
SUZLN-PRT-00759 | THYRISTOR MODULE SKET400/18E SEMIKRON | Suzlon North America |  | WTGs |  |  | 51030044 |  |  | Suzlon |  | 0
SUZLN-PRT-00760 | DIODE MODULE SKKE120F17 SEMIKRON | Suzlon North America |  | WTGs |  |  | 51030045 |  |  | Suzlon |  | 0
SUZLN-PRT-00761 | LOCK NUT ISO 10511-M10-8-GALV | Suzlon North America |  | WTGs |  |  | 51030086 |  |  | Suzlon |  | 0
SUZLN-PRT-00762 | SURGE ARRESTOR BASE 2839208 PHOENIX | Suzlon North America |  | WTGs |  |  | 51030096 |  |  | Suzlon |  | 0
SUZLN-PRT-00763 | VIBRATION MONITOR PCH 1026 MK2 CHF8829 | Suzlon North America |  | WTGs |  |  | 51030155 |  |  | Suzlon |  | 0
SUZLN-PRT-00764 | ENCL HEATER 150W230V HG140 14008000STEGO | Suzlon North America |  | WTGs |  |  | 51030396 |  | 14008000, STEGO | Suzlon |  | 0
SUZLN-PRT-00765 | ENCL HEATER 150W230V HG140 14008000STEGO | Suzlon North America |  | WTGs |  |  | 51030396 |  | 14008000, STEGO | Suzlon |  | 0
SUZLN-PRT-00766 | THERMOSTAT 0-60&#186;C1NC KTO01146.9-00 STEGO | Suzlon North America |  | WTGs |  |  | 51030398 |  |  | Suzlon |  | 0
SUZLN-PRT-00767 | THERMOSTAT 0-60&#186;C1NC KTO01146.9-00 STEGO | Suzlon North America |  | WTGs |  |  | 51030398 |  |  | Suzlon |  | 0
SUZLN-PRT-00768 | ELECT SOCKET UL 125V 6.3A 03504000 STEGO | Suzlon North America |  | WTGs |  |  | 51030482 |  |  | Suzlon |  | 0
SUZLN-PRT-00769 | ENCL HEATER 250W230V HGL04603900 STEGO | Suzlon North America |  | WTGs |  |  | 51030483 |  |  | Suzlon |  | 0
SUZLN-PRT-00770 | THERMOSTAT32-140&#186;F1NO KTS01141.900 STEGO | Suzlon North America |  | WTGs |  |  | 51030484 |  |  | Suzlon |  | 0
SUZLN-PRT-00771 | DIODE IN 5407 | Suzlon North America |  | WTGs |  |  | 51030492 |  |  | Suzlon |  | 0
SUZLN-PRT-00772 | MCB 50A,2P, 440VDC, CAT:S282-UC-K50 A | Suzlon North America |  | WTGs |  |  | 51030494 |  |  | Suzlon |  | 0
SUZLN-PRT-00773 | MCB 2A 1P 10KA C60ND 24501 SCHNEIDER | Suzlon North America |  | WTGs |  |  | 51030530 |  | 24501, SCHNEIDER | Suzlon |  | 0
SUZLN-PRT-00774 | MCB 3A 1P 10KA C60ND 24502 SCHNEIDER | Suzlon North America |  | WTGs |  |  | 51030531 |  | 24502, SCHNEIDER | Suzlon |  | 0
SUZLN-PRT-00775 | MCB 4A 1P 10KA C60ND 24503 SCHNEIDER | Suzlon North America |  | WTGs |  |  | 51030532 |  | 24503, SCHNEIDER | Suzlon |  | 0
SUZLN-PRT-00776 | MCB 6A 1P 10KA C60NB 24114 SCHNEIDER | Suzlon North America |  | WTGs |  |  | 51030533 |  | 24114, SCHNEIDER | Suzlon |  | 0
SUZLN-PRT-00777 | MCB 6A 1P 10KA C60NC 24430 SCHNEIDER | Suzlon North America |  | WTGs |  |  | 51030534 |  | 24430, SCHNEIDER | Suzlon |  | 0
SUZLN-PRT-00778 | MCB 6A 3P 15KA C60NB 24144 SCHNEIDER | Suzlon North America |  | WTGs |  |  | 51030535 |  | 24144, SCHNEIDER | Suzlon |  | 0
SUZLN-PRT-00779 | MCB 2A 1P 10KA C60NB 24111 SCHNEIDER | Suzlon North America |  | WTGs |  |  | 51030544 |  | 24111, SCHNEIDER | Suzlon |  | 0
SUZLN-PRT-00780 | MCB 2A 1P 10KA C60NB 24111 SCHNEIDER | Suzlon North America |  | WTGs |  |  | 51030544 |  | 24111, SCHNEIDER | Suzlon |  | 0
SUZLN-PRT-00781 | MCB 6A 2P 10KA C60ND 24520 SCHNEIDER | Suzlon North America |  | WTGs |  |  | 51030569 |  | 24520, SCHNEIDER | Suzlon |  | 0
SUZLN-PRT-00782 | LOCK NUT ISO 7040-M10-8-GALV | Suzlon North America |  | WTGs |  |  | 51030642 |  |  | Suzlon |  | 0
SUZLN-PRT-00783 | GEAR MOUNT PIN S88.2.03.08.03 | Suzlon North America |  | WTGs |  |  | 51030685 |  |  | Suzlon |  | 0
SUZLN-PRT-00784 | RUBBER BUSHING - UB03_11_001 | Suzlon North America |  | WTGs |  |  | 51030686 |  |  | Suzlon |  | 0
SUZLN-PRT-00785 | STUD M36X245 M314.0046 | Suzlon North America |  | WTGs |  |  | 51030688 |  |  | Suzlon |  | 0
SUZLN-PRT-00786 | RUBBER BUSH S88.3.14 | Suzlon North America |  | WTGs |  |  | 51030701 |  |  | Suzlon |  | 0
SUZLN-PRT-00787 | DIODE 70A /1200V PLASTIC DSI75-12B IXYS | Suzlon North America |  | WTGs |  |  | 51030802 |  |  | Suzlon |  | 0
SUZLN-PRT-00788 | DIODE MDD 56 - 12N1 B IXYS | Suzlon North America |  | WTGs |  |  | 51030803 |  |  | Suzlon |  | 0
SUZLN-PRT-00789 | SPINDLESWTCH,PF2C,1:100TERPF090201000 | Suzlon North America |  | WTGs |  |  | 51030907 |  |  | Suzlon |  | 0
SUZLN-PRT-00790 | GEAR RIM 61-203020 S88 LTV IMO V2 | Suzlon North America |  | WTGs |  |  | 51030912 |  |  | Suzlon |  | 0
SUZLN-PRT-00791 | ENCL HEATER 100W110-250V HG14007000STEGO | Suzlon North America |  | WTGs |  |  | 51030932 |  |  | Suzlon |  | 0
SUZLN-PRT-00792 | CLUTCH BRAKE ASSY-MT712T006 | Suzlon North America |  | WTGs |  |  | 51030935 |  |  | Suzlon |  | 0
SUZLN-PRT-00793 | CLUTCH BRAKE ASSY-MT706T041 | Suzlon North America |  | WTGs |  |  | 51030936 |  |  | Suzlon |  | 0
SUZLN-PRT-00794 | BEAM 1 BATTERY UNIT DRG. NO. S88.3.05.01 | Suzlon North America |  | WTGs |  |  | 51030981 |  |  | Suzlon |  | 0
SUZLN-PRT-00795 | BEAM 2 BATTERY UNIT DRG. NO. S88.3.05.02 | Suzlon North America |  | WTGs |  |  | 51030982 |  |  | Suzlon |  | 0
SUZLN-PRT-00796 | FUSE BLOCKS600A600V 6633J A201641FERRAZ | Suzlon North America |  | WTGs |  |  | 51030987 |  | A201641, FERRAZ | Suzlon |  | 0
SUZLN-PRT-00797 | BUSH FOR PLATE S88.2.01.02.10 | Suzlon North America |  | WTGs |  |  | 51031014 |  |  | Suzlon |  | 0
SUZLN-PRT-00798 | CABLEPVC(4C19AWG 19+2C2P26AWG)LIYCY-15M | Suzlon North America |  | WTGs |  |  | 51031065 |  |  | Suzlon |  | 0
SUZLN-PRT-00799 | COUPLING 24/28-28/24 (950149) | Suzlon North America |  | WTGs |  |  | 51031202 |  |  | Suzlon |  | 0
SUZLN-PRT-00800 | THERMOBYPASS VALVE 3207640 | Suzlon North America |  | WTGs |  |  | 51031306 |  |  | Suzlon |  | 0
SUZLN-PRT-00801 | O-RING 158.42X5.33 715303532 | Suzlon North America |  | WTGs |  |  | 51031398 |  |  | Suzlon |  | 0
SUZLN-PRT-00802 | SEAL RING 300X340X18L NBR(-40) 710318122 | Suzlon North America |  | WTGs |  |  | 51031401 |  |  | Suzlon |  | 0
SUZLN-PRT-00803 | SEAL RING 300X340X18L NBR(-40) 710318122 | Suzlon North America |  | WTGs |  |  | 51031401 |  |  | Suzlon |  | 0
SUZLN-PRT-00804 | SEAL RING 140X170X15 NBR(-40) 710318117 | Suzlon North America |  | WTGs |  |  | 51031406 |  |  | Suzlon |  | 0
SUZLN-PRT-00805 | SUN GEAR 1:4.40 Z20 M5 6643030460 | Suzlon North America |  | WTGs |  |  | 51031416 |  |  | Suzlon |  | 0
SUZLN-PRT-00806 | BREATHER PLUG- M18X1.5 718401035A | Suzlon North America |  | WTGs |  |  | 51031422 |  |  | Suzlon |  | 0
SUZLN-PRT-00807 | PLUG M30X2 718402052 | Suzlon North America |  | WTGs |  |  | 51031428 |  |  | Suzlon |  | 0
SUZLN-PRT-00808 | CIRCLIP UNI 7437-175 718299121 | Suzlon North America |  | WTGs |  |  | 51031433 |  |  | Suzlon |  | 0
SUZLN-PRT-00809 | O-RING 183.74X3.53XNBR(-40) 715501965 | Suzlon North America |  | WTGs |  |  | 51031434 |  |  | Suzlon |  | 0
SUZLN-PRT-00810 | CIRCLIP UNI 7437-185 718299125 | Suzlon North America |  | WTGs |  |  | 51031436 |  |  | Suzlon |  | 0
SUZLN-PRT-00811 | SUN GEAR 1:5.77 Z13 M2.25 6643502000 | Suzlon North America |  | WTGs |  |  | 51031437 |  |  | Suzlon |  | 0
SUZLN-PRT-00812 | CIRCLIP UNI 7435-50 718298045A | Suzlon North America |  | WTGs |  |  | 51031439 |  |  | Suzlon |  | 0
SUZLN-PRT-00813 | CIRCLIP UNI 7435-80 718299068A | Suzlon North America |  | WTGs |  |  | 51031440 |  |  | Suzlon |  | 0
SUZLN-PRT-00814 | SEAL RING 50X85X10 DL NBR(-40) 710318102 | Suzlon North America |  | WTGs |  |  | 51031441 |  |  | Suzlon |  | 0
SUZLN-PRT-00815 | CIRCLIP UNI 7437-85 718299070 | Suzlon North America |  | WTGs |  |  | 51031442 |  |  | Suzlon |  | 0
SUZLN-PRT-00816 | TENSION SPRING STRING 6383.10- IMO | Suzlon North America |  | WTGs |  |  | 51031471 |  |  | Suzlon |  | 0
SUZLN-PRT-00817 | PAD RETRACTION SYSTEM - 490-1702-804 | Suzlon North America |  | WTGs |  |  | 51031479 |  |  | Suzlon |  | 0
SUZLN-PRT-00818 | MANIFOLD 5385-01 3078-01 | Suzlon North America |  | WTGs |  |  | 51031500 |  | 3078-01 | Suzlon |  | 0
SUZLN-PRT-00819 | COVER 5386-01 3078-01 | Suzlon North America |  | WTGs |  |  | 51031501 |  | 3078-01 | Suzlon |  | 0
SUZLN-PRT-00820 | OIL RESERVOIR L=367,150X150 3078-01 | Suzlon North America |  | WTGs |  |  | 51031503 |  | 3078-01 | Suzlon |  | 0
SUZLN-PRT-00821 | CHECK VALVE RH-I10-L/12S 3078-01 | Suzlon North America |  | WTGs |  |  | 51031504 |  | 3078-01 | Suzlon |  | 0
SUZLN-PRT-00822 | MANIFOLD 5359-01 3078-01 | Suzlon North America |  | WTGs |  |  | 51031505 |  | 3078-01 | Suzlon |  | 0
SUZLN-PRT-00823 | MANIFOLD FILTER 5383-01 3078-01 | Suzlon North America |  | WTGs |  |  | 51031506 |  | 3078-01 | Suzlon |  | 0
SUZLN-PRT-00824 | SOLENOID VALVE 2W/2P SV2/2-222-24DG | Suzlon North America |  | WTGs |  |  | 51031509 |  |  | Suzlon |  | 0
SUZLN-PRT-00825 | SOLENOID VALVE 2W/2P SV2/2-221-24DG | Suzlon North America |  | WTGs |  |  | 51031510 |  |  | Suzlon |  | 0
SUZLN-PRT-00826 | PRESSURE CONTROL VALVE CVR06C3001 | Suzlon North America |  | WTGs |  |  | 51031513 |  |  | Suzlon |  | 0
SUZLN-PRT-00827 | PRESSURE TRANSDUCER 3.354.082.002 | Suzlon North America |  | WTGs |  |  | 51031514 |  |  | Suzlon |  | 0
SUZLN-PRT-00828 | HANDPUMP INCL 4W/3P VALVE, MANUAL | Suzlon North America |  | WTGs |  |  | 51031515 |  |  | Suzlon |  | 0
SUZLN-PRT-00829 | BALL VALVE 4W/2P 4KH-DN6-G1/4-112A-SB27 | Suzlon North America |  | WTGs |  |  | 51031516 |  |  | Suzlon |  | 0
SUZLN-PRT-00830 | MALE INSERT 9340062616 3078-01 | Suzlon North America |  | WTGs |  |  | 51031519 |  | 3078-01 | Suzlon |  | 0
SUZLN-PRT-00831 | FEMALE INSERT 9340062716 3078-01 | Suzlon North America |  | WTGs |  |  | 51031520 |  | 3078-01 | Suzlon |  | 0
SUZLN-PRT-00832 | FEMALE INSERT 9200162812 3078-01 | Suzlon North America |  | WTGs |  |  | 51031523 |  | 3078-01 | Suzlon |  | 0
SUZLN-PRT-00833 | LUG 2/0 AWG CU 25630695-131 THOMAS &amp; B | Suzlon North America |  | WTGs |  |  | 51031598 |  |  | Suzlon |  | 0
SUZLN-PRT-00834 | CABLE RUB DLO 1C 2/0AWG | Suzlon North America |  | WTGs |  |  | 51031600 |  |  | Suzlon |  | 0
SUZLN-PRT-00835 | O RING 3.5X360 NBR (-40) 715501770 | Suzlon North America |  | WTGs |  |  | 51031601 |  |  | Suzlon |  | 0
SUZLN-PRT-00836 | RESIS.THERMOMETER COMPLETE 095 F61005 | Suzlon North America |  | WTGs |  |  | 51031602 |  |  | Suzlon |  | 0
SUZLN-PRT-00837 | RESIS.THERMOMETER COMPLETE 110 F61005 | Suzlon North America |  | WTGs |  |  | 51031603 |  |  | Suzlon |  | 0
SUZLN-PRT-00838 | RESIS.THERMOMETER COMPLETE 310 F61005 | Suzlon North America |  | WTGs |  |  | 51031604 |  |  | Suzlon |  | 0
SUZLN-PRT-00839 | SEAL 598X344X1.5 B4 W 5087 DILUFLEX 0052 | Suzlon North America |  | WTGs |  |  | 51031605 |  |  | Suzlon |  | 0
SUZLN-PRT-00840 | PUMP KSW-4 4766 STOZ 0756 | Suzlon North America |  | WTGs |  |  | 51031632 |  |  | Suzlon |  | 0
SUZLN-PRT-00841 | LEVEL SWITCH CLS 100 KOPF SIEMENS 0974 | Suzlon North America |  | WTGs |  |  | 51031633 |  |  | Suzlon |  | 0
SUZLN-PRT-00842 | COUPLING 950233 | Suzlon North America |  | WTGs |  |  | 51031641 |  |  | Suzlon |  | 0
SUZLN-PRT-00843 | MANIFOLD PRESS RELIEF VALVE(3171706) | Suzlon North America |  | WTGs |  |  | 51031643 |  |  | Suzlon |  | 0
SUZLN-PRT-00844 | SET HOSE VENT FILTER (3232357)2.1MW/50Hz | Suzlon North America |  | WTGs |  |  | 51031646 |  |  | Suzlon |  | 0
SUZLN-PRT-00845 | HOSE SET (3172787) 2.1MW/50Hz | Suzlon North America |  | WTGs |  |  | 51031647 |  |  | Suzlon |  | 0
SUZLN-PRT-00846 | SET HOSE FILTER-COOLER(Part No.3189379) | Suzlon North America |  | WTGs |  |  | 51031648 |  |  | Suzlon |  | 0
SUZLN-PRT-00847 | SET HOSE PR.RELIEF-G.B(Part No.3189381) | Suzlon North America |  | WTGs |  |  | 51031649 |  |  | Suzlon |  | 0
SUZLN-PRT-00848 | HOSE KIT COOLER-COOLER(Part No.3169858) | Suzlon North America |  | WTGs |  |  | 51031650 |  |  | Suzlon |  | 0
SUZLN-PRT-00849 | RADIATOR-WT 10 OIL COOLER (3173292) | Suzlon North America |  | WTGs |  |  | 51031654 |  |  | Suzlon |  | 0
SUZLN-PRT-00850 | REPAIRKIT PRESSURE RELIEF VALVE(3191661) | Suzlon North America |  | WTGs |  |  | 51031656 |  |  | Suzlon |  | 0
SUZLN-PRT-00851 | SUB ASSEMBLY GB SIDE W04-0520-125-010 | Suzlon North America |  | WTGs |  |  | 51031659 |  |  | Suzlon |  | 0
SUZLN-PRT-00852 | SLIPPING HUB W04-0520-325-013 | Suzlon North America |  | WTGs |  |  | 51031660 |  |  | Suzlon |  | 0
SUZLN-PRT-00853 | COMPOSITE SPACER W04-0520-370-014 | Suzlon North America |  | WTGs |  |  | 51031661 |  |  | Suzlon |  | 0
SUZLN-PRT-00854 | MOTOR-PITCH MT706T041 | Suzlon North America |  | WTGs |  |  | 51031672 |  |  | Suzlon |  | 0
SUZLN-PRT-00855 | O-RING SET-PITCH MT706T041 | Suzlon North America |  | WTGs |  |  | 51031673 |  |  | Suzlon |  | 0
SUZLN-PRT-00856 | MOTOR ADAPTOR 6654509000 | Suzlon North America |  | WTGs |  |  | 51031675 |  |  | Suzlon |  | 0
SUZLN-PRT-00857 | COUPLING 6645002610 | Suzlon North America |  | WTGs |  |  | 51031676 |  |  | Suzlon |  | 0
SUZLN-PRT-00858 | SEALRING 710318112 65X95X10 VC/NOK NBR | Suzlon North America |  | WTGs |  |  | 51031677 |  |  | Suzlon |  | 0
SUZLN-PRT-00859 | SEALRING 710318108 65X95X10 L NBR | Suzlon North America |  | WTGs |  |  | 51031678 |  |  | Suzlon |  | 0
SUZLN-PRT-00860 | SCREW UNI 5739 M12X25 8.8 711356017 | Suzlon North America |  | WTGs |  |  | 51031680 |  |  | Suzlon |  | 0
SUZLN-PRT-00861 | BEARING - 2Z-6012 - 712753055A | Suzlon North America |  | WTGs |  |  | 51031682 |  |  | Suzlon |  | 0
SUZLN-PRT-00862 | CIRCLIP - DI 95 UNI 7437 - 718299076 | Suzlon North America |  | WTGs |  |  | 51031683 |  |  | Suzlon |  | 0
SUZLN-PRT-00863 | CIRCLIP - DI 95 UNI 7437 - 718299076 | Suzlon North America |  | WTGs |  |  | 51031683 |  |  | Suzlon |  | 0
SUZLN-PRT-00864 | HYGROSTAT 35-95% MFR012 01220000 STEGO | Suzlon North America |  | WTGs |  |  | 51031834 |  | 1220000, STEGO | Suzlon |  | 0
SUZLN-PRT-00865 | HYGROSTAT 35-95% MFR012 01220000 STEGO | Suzlon North America |  | WTGs |  |  | 51031834 |  | 1220000, STEGO | Suzlon |  | 0
SUZLN-PRT-00866 | SURGE ARRESTER VALMS230ST 2798844PHOENIX | Suzlon North America |  | WTGs |  |  | 51031850 |  |  | Suzlon |  | 0
SUZLN-PRT-00867 | ENCODER TBE 50-SA-CCV/LANG-4096RKE12 | Suzlon North America |  | WTGs |  |  | 51031973 |  |  | Suzlon |  | 0
SUZLN-PRT-00868 | AUX CONTACT 1NO+1NC CAT NO:-LADN11 | Suzlon North America |  | WTGs |  |  | 51032104 |  |  | Suzlon |  | 0
SUZLN-PRT-00869 | BOTTOM BEAM SWITCH CABINET M451.0009 | Suzlon North America |  | WTGs |  |  | 51032239 |  |  | Suzlon |  | 0
SUZLN-PRT-00870 | HEX BOLT M18X100 ISO 4017 GR 10.9 GALV | Suzlon North America |  | WTGs |  |  | 51032248 |  |  | Suzlon |  | 0
SUZLN-PRT-00871 | PUSH BUTTON 1NC 3SB3603-1HA20RED SIEMENS | Suzlon North America |  | WTGs |  |  | 51032393 |  | 3SB3603-1HA20RED | Suzlon |  | 0
SUZLN-PRT-00872 | AUXCONTACT 2NO+2NC DILM32-XHI22 MOELLER | Suzlon North America |  | WTGs |  |  | 51032396 |  |  | Suzlon |  | 0
SUZLN-PRT-00873 | RESISTOR 120OHMS 0.25W 135-780 RS | Suzlon North America |  | WTGs |  |  | 51032467 |  |  | Suzlon |  | 0
SUZLN-PRT-00874 | HYDAC OSS S88 60HZ (3359783) HANSEN LTV | Suzlon North America |  | WTGs |  |  | 51032548 |  |  | Suzlon |  | 0
SUZLN-PRT-00875 | HYDAC OSS S88 60HZ (3288920) LTV | Suzlon North America |  | WTGs |  |  | 51032549 |  |  | Suzlon |  | 0
SUZLN-PRT-00876 | THERMOSTAT32-140&#186;F1NC KTS0114O.900 STEGO | Suzlon North America |  | WTGs |  |  | 51032569 |  |  | Suzlon |  | 0
SUZLN-PRT-00877 | ENCL HEATER 400W230V HGL046 4641000STEGO | Suzlon North America |  | WTGs |  |  | 51032572 |  | 4641000, STEGO | Suzlon |  | 0
SUZLN-PRT-00878 | AUX CONTACT 1NC 3SB3400-0C SIEMENS | Suzlon North America |  | WTGs |  |  | 51032593 |  |  | Suzlon |  | 0
SUZLN-PRT-00879 | THREADED BOLT+BLOCK M12X32 9650370RITTAL | Suzlon North America |  | WTGs |  |  | 51032782 |  |  | Suzlon |  | 0
SUZLN-PRT-00880 | BRAKE DISC(712205801005) | Suzlon North America |  | WTGs |  |  | 51032783 |  |  | Suzlon |  | 0
SUZLN-PRT-00881 | SPACER 60HZ(712200560468) | Suzlon North America |  | WTGs |  |  | 51032791 |  |  | Suzlon |  | 0
SUZLN-PRT-00882 | FLANGE HUB(712204995107) | Suzlon North America |  | WTGs |  |  | 51032792 |  |  | Suzlon |  | 0
SUZLN-PRT-00883 | CLAMPEX AT GB END(086500130293) | Suzlon North America |  | WTGs |  |  | 51032793 |  |  | Suzlon |  | 0
SUZLN-PRT-00884 | CLAMPEX AT GENERATOR END (086500140294) | Suzlon North America |  | WTGs |  |  | 51032794 |  |  | Suzlon |  | 0
SUZLN-PRT-00885 | PUMP BASE M414.0310 | Suzlon North America |  | WTGs |  |  | 51032799 |  |  | Suzlon |  | 0
SUZLN-PRT-00886 | FRAME M411.0197 | Suzlon North America |  | WTGs |  |  | 51032800 |  |  | Suzlon |  | 0
SUZLN-PRT-00887 | FRAME M411.0198 | Suzlon North America |  | WTGs |  |  | 51032801 |  |  | Suzlon |  | 0
SUZLN-PRT-00888 | ENCLOSURE M411.0199 | Suzlon North America |  | WTGs |  |  | 51032802 |  |  | Suzlon |  | 0
SUZLN-PRT-00889 | ENCLOSURE M411.0200 | Suzlon North America |  | WTGs |  |  | 51032803 |  |  | Suzlon |  | 0
SUZLN-PRT-00890 | CAN REPEATER CAN-CR200 IXXAT | Suzlon North America |  | WTGs |  |  | 51033084 |  |  | Suzlon |  | 0
SUZLN-PRT-00891 | EKAGRIP 25 PLUS FRICTION SHIM M334.0424 | Suzlon North America |  | WTGs |  |  | 51033086 |  |  | Suzlon |  | 0
SUZLN-PRT-00892 | CPLNG GR.WHEEL 15 TEETH 216MM LANG 20053 | Suzlon North America |  | WTGs |  |  | 51033103 |  |  | Suzlon |  | 0
SUZLN-PRT-00893 | UNIVERSAL SAFTEY RELAY 2981363 PHOENIX | Suzlon North America |  | WTGs |  |  | 51033287 |  |  | Suzlon |  | 0
SUZLN-PRT-00894 | COMFORT HANDLE TS8611.020 RITTAL | Suzlon North America |  | WTGs |  |  | 51033289 |  |  | Suzlon |  | 0
SUZLN-PRT-00895 | DOOR ANGLE 180D TS8800.190 RITTAL | Suzlon North America |  | WTGs |  |  | 51033324 |  |  | Suzlon |  | 0
SUZLN-PRT-00896 | SUB D PLUG(M) 9POLE 10015620 KNORRTEC | Suzlon North America |  | WTGs |  |  | 51033334 |  |  | Suzlon |  | 0
SUZLN-PRT-00897 | SUB D PLUG(F) 9POLE 50015100 KNORRTEC | Suzlon North America |  | WTGs |  |  | 51033337 |  |  | Suzlon |  | 0
SUZLN-PRT-00898 | CABLEPVC 3C1.5MM2 83071 JZ-602 HELU | Suzlon North America |  | WTGs |  |  | 51033366 |  |  | Suzlon |  | 0
SUZLN-PRT-00899 | CABLEPVC 3C2.5MM2 83061 JZ-602 HELU | Suzlon North America |  | WTGs |  |  | 51033367 |  |  | Suzlon |  | 0
SUZLN-PRT-00900 | CABLEPVC 4G8AWG 0011169 OLFLEX 191 LAPP | Suzlon North America |  | WTGs |  |  | 51033368 |  |  | Suzlon |  | 0
SUZLN-PRT-00901 | CABLEPVC 7G19AWG 0011222 OLFLEX 191 LAPP | Suzlon North America |  | WTGs |  |  | 51033370 |  |  | Suzlon |  | 0
SUZLN-PRT-00902 | HUB PANEL MNTG SLOTTED ANGLE M414.0069 | Suzlon North America |  | WTGs |  |  | 51033484 |  |  | Suzlon |  | 0
SUZLN-PRT-00903 | SHIM M414.0320 | Suzlon North America |  | WTGs |  |  | 51033791 |  |  | Suzlon |  | 0
SUZLN-PRT-00904 | PB ENCL 80x80x77MM XAP-M1501 SCHNEIDER | Suzlon North America |  | WTGs |  |  | 51033793 |  | XAPM1501 | Suzlon |  | 0
SUZLN-PRT-00905 | RESOLVER CABLE 5X2X0.14+2X0.5 30023 LANG | Suzlon North America |  | WTGs |  |  | 51033794 |  |  | Suzlon |  | 0
SUZLN-PRT-00906 | MCB 16A 3P C60HD 24540 UL SCHNEIDER | Suzlon North America |  | WTGs |  |  | 51033814 |  | 24540, SCHNEIDER | Suzlon |  | 0
SUZLN-PRT-00907 | HUB PANEL MOUNTING ANGLE M414.0318 | Suzlon North America |  | WTGs |  |  | 51033963 |  |  | Suzlon |  | 0
SUZLN-PRT-00908 | THREADED BOLT M12X70 9676.986 RITTAL | Suzlon North America |  | WTGs |  |  | 51033967 |  |  | Suzlon |  | 0
SUZLN-PRT-00909 | O-RING 291.69X3.53 NBR (-40) 715501977 | Suzlon North America |  | WTGs |  |  | 51033986 |  |  | Suzlon |  | 0
SUZLN-PRT-00910 | WASHER BIG 9X75X3 S235J0 HDG | Suzlon North America |  | WTGs |  |  | 51034173 |  |  | Suzlon |  | 0
SUZLN-PRT-00911 | POWER SUPPLY 24VDC 20A 2866776 PHOENIX | Suzlon North America |  | WTGs |  |  | 51034274 |  |  | Suzlon |  | 0
SUZLN-PRT-00912 | HEX BOLT TLK681M33X110 DIN931 GR12.9 | Suzlon North America |  | WTGs |  |  | 51034362 |  |  | Suzlon |  | 0
SUZLN-PRT-00913 | TERMINAL BLOCK 3040025 YE/GN PHOENIX | Suzlon North America |  | WTGs |  |  | 51034930 |  |  | Suzlon |  | 0
SUZLN-PRT-00914 | GEAR PUMP WP03B1B020R23QA124N 3078-01 | Suzlon North America |  | WTGs |  |  | 51035004 |  | 3078-01 | Suzlon |  | 0
SUZLN-PRT-00915 | ACCUMULATOR SBO210-0 32E1 -40DEG | Suzlon North America |  | WTGs |  |  | 51035005 |  |  | Suzlon |  | 0
SUZLN-PRT-00916 | RESTRICTOR VALVE FCV7-10-S-0-NVF -40DEG | Suzlon North America |  | WTGs |  |  | 51035006 |  |  | Suzlon |  | 0
SUZLN-PRT-00917 | PRESSURE PICK-UP SMK20-G1/4-PC | Suzlon North America |  | WTGs |  |  | 51035007 |  |  | Suzlon |  | 0
SUZLN-PRT-00918 | TWIN CHECK VALVE DRVH-1G 3078-01 | Suzlon North America |  | WTGs |  |  | 51035008 |  |  | Suzlon |  | 0
SUZLN-PRT-00919 | SOLENOID -VALVE 4W/3P AD.3.E.03.C.M.00.3 | Suzlon North America |  | WTGs |  |  | 51035009 |  |  | Suzlon |  | 0
SUZLN-PRT-00920 | CHECK VALVE RVE06 3078-01 | Suzlon North America |  | WTGs |  |  | 51035011 |  | 3078-01 | Suzlon |  | 0
SUZLN-PRT-00921 | FILTER ELEMENT 2600R-SO502 (1295937) | Suzlon North America |  | WTGs |  |  | 51035017 |  |  | Suzlon |  | 0
SUZLN-PRT-00922 | CONTACTOR230VAC2NO+2NCDILA22276399MOELER | Suzlon North America |  | WTGs |  |  | 51035096 |  | 276399, MOELLER | Suzlon |  | 0
SUZLN-PRT-00923 | HEATING CARTRIDGE 503-19225902-L900W | Suzlon North America |  | WTGs |  |  | 51035112 |  |  | Suzlon |  | 0
SUZLN-PRT-00924 | SENSOR PT100/319-084Z3147-HANSEN GB | Suzlon North America |  | WTGs |  |  | 51035113 |  |  | Suzlon |  | 0
SUZLN-PRT-00925 | SENSOR PT100/319-084Z7280-HANSEN GB | Suzlon North America |  | WTGs |  |  | 51035114 |  |  | Suzlon |  | 0
SUZLN-PRT-00926 | TUBE LIGHT 11W120VAC60HZ 02524.0-01STEGO | Suzlon North America |  | WTGs |  |  | 51035152 |  |  | Suzlon |  | 0
SUZLN-PRT-00927 | DRIVE MOTOR FAN BN100 D28 BON 619243053 | Suzlon North America |  | WTGs |  |  | 51035153 |  |  | Suzlon |  | 0
SUZLN-PRT-00928 | DRIVE MOTOR FAN BN132 D38 BON 619243051 | Suzlon North America |  | WTGs |  |  | 51035154 |  |  | Suzlon |  | 0
SUZLN-PRT-00929 | AUX CONTACTOR 4NO LADN40 TELEMECANIQUE | Suzlon North America |  | WTGs |  |  | 51035212 |  |  | Suzlon |  | 0
SUZLN-PRT-00930 | RTD -20D-+40DC EXPLON PRF01181.0-00STEGO | Suzlon North America |  | WTGs |  |  | 51035234 |  |  | Suzlon |  | 0
SUZLN-PRT-00931 | STD HANDLE&#160; TS8611.290 RITTAL | Suzlon North America |  | WTGs |  |  | 51035363 |  |  | Suzlon |  | 0
SUZLN-PRT-00932 | STRUT 1 S88.1.06.07-A | Suzlon North America |  | WTGs |  |  | 51035555 |  |  | Suzlon |  | 0
SUZLN-PRT-00933 | SUPPORT OF LADDER S88.1.06.13-A | Suzlon North America |  | WTGs |  |  | 51035565 |  |  | Suzlon |  | 0
SUZLN-PRT-00934 | HANDLE LOCK OHRS12 1SCA108253R1001 ABB | Suzlon North America |  | WTGs |  |  | 51035691 |  |  | Suzlon |  | 0
SUZLN-PRT-00935 | SILICA GEL BREATHER DC4 | Suzlon North America |  | WTGs |  |  | 51035718 |  |  | Suzlon |  | 0
SUZLN-PRT-00936 | SCS SLEEVE LWLH CONNECTOR | Suzlon North America |  | WTGs |  |  | 51035726 |  |  | Suzlon |  | 0
SUZLN-PRT-00937 | STUD M36X370 GR.10.9 HDG DRG.S88.2.03.10 | Suzlon North America |  | WTGs |  |  | 51035727 |  |  | Suzlon |  | 0
SUZLN-PRT-00938 | HEX BOLT M36X225 DIN6914 GR.10.9 | Suzlon North America |  | WTGs |  |  | 51035734 |  |  | Suzlon |  | 0
SUZLN-PRT-00939 | HEX BOLT M42X285 DIN6914 GR. 10.9 | Suzlon North America |  | WTGs |  |  | 51035735 |  |  | Suzlon |  | 0
SUZLN-PRT-00940 | DOUBLE CLAMPING BRUSH HOLDER DAS 95 R.02 | Suzlon North America |  | WTGs |  |  | 51035739 |  |  | Suzlon |  | 0
SUZLN-PRT-00941 | DOUBLE CLAMPING BRUSHHOLDER DAS 116 R.01 | Suzlon North America |  | WTGs |  |  | 51035740 |  |  | Suzlon |  | 0
SUZLN-PRT-00942 | PILOT LIGHT LED GREEN 24VDCXB7EV03BP C&amp;S | Suzlon North America |  | WTGs |  |  | 51035766 |  | XB7EV03BP | Suzlon |  | 0
SUZLN-PRT-00943 | PILOT LIGHT LED RED 24VDC XB7EV04BP C&amp;S | Suzlon North America |  | WTGs |  |  | 51035767 |  | XB7EV04BP | Suzlon |  | 0
SUZLN-PRT-00944 | PILOT LIGHT LED YELLOW 25VDC XB7EV05BP | Suzlon North America |  | WTGs |  |  | 51035768 |  | XB7EV05BP | Suzlon |  | 0
SUZLN-PRT-00945 | RITTAL UDG. FILTER SK 3171.100 | Suzlon North America |  | WTGs |  |  | 51035821 |  |  | Suzlon |  | 0
SUZLN-PRT-00946 | LUBR.NIPPLE FORMA DIN71412-AM10 X1KEG | Suzlon North America |  | WTGs |  |  | 51036123 |  |  | Suzlon |  | 0
SUZLN-PRT-00947 | FILTER ELEMENT-HYD.AGG.HP.065-1-A10-A-N | Suzlon North America |  | WTGs |  |  | 51036161 |  |  | Suzlon |  | 0
SUZLN-PRT-00948 | HEX HEAD BOLT M36 X 175 DIN6914GR10.9HDG | Suzlon North America |  | WTGs |  |  | 51036403 |  |  | Suzlon |  | 0
SUZLN-PRT-00949 | CONVERTER RS485/FO OZD485G12 HIRSCHMANN | Suzlon North America |  | WTGs |  |  | 51036405 |  | RS485/FO, HIRSCHMANN | Suzlon |  | 0
SUZLN-PRT-00950 | CROWBAR CONTROL LPG0190 GVA | Suzlon North America |  | WTGs |  |  | 51036416 |  |  | Suzlon |  | 0
SUZLN-PRT-00951 | CAPACITOR 0.47NF 1200V IXYS | Suzlon North America |  | WTGs |  |  | 51036430 |  |  | Suzlon |  | 0
SUZLN-PRT-00952 | CONTACTOR CAT:LC1D18BD SCHNEIDER | Suzlon North America |  | WTGs |  |  | 51036680 |  |  | Suzlon |  | 0
SUZLN-PRT-00953 | CONVRTER I/V0-20MA/0-10VDCPHOENIX2814498 | Suzlon North America |  | WTGs |  |  | 51036700 |  |  | Suzlon |  | 0
SUZLN-PRT-00954 | ADAPTER M22-AK10 OR:216504 MOELLER | Suzlon North America |  | WTGs |  |  | 51037259 |  |  | Suzlon |  | 0
SUZLN-PRT-00955 | PROTECTIVE SHROUD M22XGPV 231273 MOELLER | Suzlon North America |  | WTGs |  |  | 51037267 |  | 2131273 | Suzlon |  | 0
SUZLN-PRT-00956 | PUSH BUTTON 1NC M22PV/K01 216515 MOELLER | Suzlon North America |  | WTGs |  |  | 51037268 |  | 216515, MOELLER | Suzlon |  | 0
SUZLN-PRT-00957 | SELECTOR S/W 2POS Q25WK1R 036600 MOELLER | Suzlon North America |  | WTGs |  |  | 51037269 |  | Q25WK1R, MOELLER | Suzlon |  | 0
SUZLN-PRT-00958 | SOCKET PCBRELAY DPDT G2R2P2RFS-08E OMRON | Suzlon North America |  | WTGs |  |  | 51037270 |  |  | Suzlon |  | 0
SUZLN-PRT-00959 | EMERGNCY STOP LABEL M22XBK1 216483MOELER | Suzlon North America |  | WTGs |  |  | 51037271 |  | 216483 | Suzlon |  | 0
SUZLN-PRT-00960 | AUX CONTACT 1NO+1NC M22AK11 216505 | Suzlon North America |  | WTGs |  |  | 51037320 |  | 216505 | Suzlon |  | 0
SUZLN-PRT-00961 | RELAY PCB 5A 24VDC 2C/O G2R2 SND OMRON | Suzlon North America |  | WTGs |  |  | 51037337 |  |  | Suzlon |  | 0
SUZLN-PRT-00962 | MOTOR PROTECTION SWITCH MS325-0.25 ABB | Suzlon North America |  | WTGs |  |  | 51037442 |  |  | Suzlon |  | 0
SUZLN-PRT-00963 | MOTOR PROTECTION SWITCH MS325 - 6.3 ABB | Suzlon North America |  | WTGs |  |  | 51037443 |  |  | Suzlon |  | 0
SUZLN-PRT-00964 | TIMING RELAY3RP15 11-1AP30 24VDC SIEMENS | Suzlon North America |  | WTGs |  |  | 51037596 |  | 3RP15, SIEMENS | Suzlon |  | 0
SUZLN-PRT-00965 | BALL BEARING NO 6004 ZZ MAKE SKF | Suzlon North America |  | WTGs |  |  | 51037644 |  |  | Suzlon |  | 0
SUZLN-PRT-00966 | SLIDE IN UNIT/PLUG 71885633 DEMAG | Suzlon North America |  | WTGs |  |  | 51038160 |  |  | Suzlon |  | 0
SUZLN-PRT-00967 | OIL SIGHT GLASS M18X1.5 BON 718402015 | Suzlon North America |  | WTGs |  |  | 51038752 |  |  | Suzlon |  | 0
SUZLN-PRT-00968 | O-RING 2.62X177.47 (-40&#176;C) BON 715501966 | Suzlon North America |  | WTGs |  |  | 51038776 |  |  | Suzlon |  | 0
SUZLN-PRT-00969 | EMERGENCY STOP SET DSC 71880433 DEMAG | Suzlon North America |  | WTGs |  |  | 51038829 |  |  | Suzlon |  | 0
SUZLN-PRT-00970 | MOTOR SET 575V60HZ 71584433 | Suzlon North America |  | WTGs |  |  | 51038869 |  |  | Suzlon |  | 0
SUZLN-PRT-00971 | CHAIN GUIDE SET DC 10 74826546 DEMAG | Suzlon North America |  | WTGs |  |  | 51038870 |  |  | Suzlon |  | 0
SUZLN-PRT-00972 | FAN SET ZNK 100A 71585033 | Suzlon North America |  | WTGs |  |  | 51038904 |  |  | Suzlon |  | 0
SUZLN-PRT-00973 | BRAKE SET DC 10 258V 71587433 DEMAG | Suzlon North America |  | WTGs |  |  | 51038914 |  |  | Suzlon |  | 0
SUZLN-PRT-00974 | ADJUSTOR LH GRAY LIBU260LG LIBERO | Suzlon North America |  | WTGs |  |  | 51039060 |  |  | Suzlon |  | 0
SUZLN-PRT-00975 | ADJUSTOR RH GRAY LIBU260RG LIBERO | Suzlon North America |  | WTGs |  |  | 51039061 |  |  | Suzlon |  | 0
SUZLN-PRT-00976 | THREAD BOLT M12X625MM JA-SU-0110 | Suzlon North America |  | WTGs |  |  | 51039127 |  |  | Suzlon |  | 0
SUZLN-PRT-00977 | THREAD BOLT M12X680MM JA-SU-0111 | Suzlon North America |  | WTGs |  |  | 51039128 |  |  | Suzlon |  | 0
SUZLN-PRT-00978 | INSULATING WASHER 28MM DIA JA-SU-0115 | Suzlon North America |  | WTGs |  |  | 51039132 |  |  | Suzlon |  | 0
SUZLN-PRT-00979 | INSULATING WASHER 28MM DIA JA-SU-0116 | Suzlon North America |  | WTGs |  |  | 51039133 |  |  | Suzlon |  | 0
SUZLN-PRT-00980 | INSULATOR TYPE F (MALE) JA-SU-0117 | Suzlon North America |  | WTGs |  |  | 51039134 |  |  | Suzlon |  | 0
SUZLN-PRT-00981 | INSULATOR TYPE G (FEMALE) JA-SU-0118 | Suzlon North America |  | WTGs |  |  | 51039135 |  |  | Suzlon |  | 0
SUZLN-PRT-00982 | INSULATOR TYPE L1 JA-SU-0119 | Suzlon North America |  | WTGs |  |  | 51039136 |  |  | Suzlon |  | 0
SUZLN-PRT-00983 | RESISTOR GRID - I JA-SU-0120 | Suzlon North America |  | WTGs |  |  | 51039137 |  |  | Suzlon |  | 0
SUZLN-PRT-00984 | RESISTOR GRID - II JA-SU-0121 | Suzlon North America |  | WTGs |  |  | 51039138 |  |  | Suzlon |  | 0
SUZLN-PRT-00985 | RESISTOR GRID - III JA-SU-0122 | Suzlon North America |  | WTGs |  |  | 51039139 |  |  | Suzlon |  | 0
SUZLN-PRT-00986 | FIXING STRAP JA-SU-0123 | Suzlon North America |  | WTGs |  |  | 51039140 |  |  | Suzlon |  | 0
SUZLN-PRT-00987 | RESISTOR UNIT L1 JA-SU-0010 | Suzlon North America |  | WTGs |  |  | 51039145 |  |  | Suzlon |  | 0
SUZLN-PRT-00988 | RESISTOR UNIT L2 JA-SU-0011 | Suzlon North America |  | WTGs |  |  | 51039146 |  |  | Suzlon |  | 0
SUZLN-PRT-00989 | RESISTOR UNIT L3 JA-SU-0012 | Suzlon North America |  | WTGs |  |  | 51039147 |  |  | Suzlon |  | 0
SUZLN-PRT-00990 | THERMO SWITCH WITH CABLE JA-SU-0014 | Suzlon North America |  | WTGs |  |  | 51039148 |  |  | Suzlon |  | 0
SUZLN-PRT-00991 | COMPLETE TERMINAL BOARD JA-SU-0015 | Suzlon North America |  | WTGs |  |  | 51039149 |  |  | Suzlon |  | 0
SUZLN-PRT-00992 | EXTERNAL SIDE PART JA-SU-0016 | Suzlon North America |  | WTGs |  |  | 51039150 |  |  | Suzlon |  | 0
SUZLN-PRT-00993 | MIDDLE LEFT SIDE PART JA-SU-0017 | Suzlon North America |  | WTGs |  |  | 51039151 |  |  | Suzlon |  | 0
SUZLN-PRT-00994 | MIDDLE RIGHT SIDE PART JA-SU-0018 | Suzlon North America |  | WTGs |  |  | 51039152 |  |  | Suzlon |  | 0
SUZLN-PRT-00995 | COVER JA-SU-0019 | Suzlon North America |  | WTGs |  |  | 51039153 |  |  | Suzlon |  | 0
SUZLN-PRT-00996 | ROOF JA-SU-0020 | Suzlon North America |  | WTGs |  |  | 51039154 |  |  | Suzlon |  | 0
SUZLN-PRT-00997 | MIDDLE BOTTOM PLATE JA-SU-0021 | Suzlon North America |  | WTGs |  |  | 51039155 |  |  | Suzlon |  | 0
SUZLN-PRT-00998 | EXTERNAL BOTTOM PLATE JA-SU-0022 | Suzlon North America |  | WTGs |  |  | 51039156 |  |  | Suzlon |  | 0
SUZLN-PRT-00999 | MIDDLE CROSSBAR JA-SU-0023 | Suzlon North America |  | WTGs |  |  | 51039157 |  |  | Suzlon |  | 0
SUZLN-PRT-01000 | EXTERNAL CROSSBAR JA-SU-0024 | Suzlon North America |  | WTGs |  |  | 51039158 |  |  | Suzlon |  | 0
SUZLN-PRT-01001 | FLASH FINGER M414.0298 | Suzlon North America |  | WTGs |  |  | 51039677 |  |  | Suzlon |  | 0
SUZLN-PRT-01002 | INNER SEAL- 1 5930.99 S88- IMO | Suzlon North America |  | WTGs |  |  | 51039731 |  |  | Suzlon |  | 0
SUZLN-PRT-01003 | OUTER SEAL- 1 5930.98 S88- IMO | Suzlon North America |  | WTGs |  |  | 51039732 |  |  | Suzlon |  | 0
SUZLN-PRT-01004 | INNER SEAL- 1 8300.99 S88- IMO | Suzlon North America |  | WTGs |  |  | 51039733 |  |  | Suzlon |  | 0
SUZLN-PRT-01005 | OUTER SEAL- 1 8300.97 S88- IMO | Suzlon North America |  | WTGs |  |  | 51039734 |  |  | Suzlon |  | 0
SUZLN-PRT-01006 | OUTER SEAL- 2 8300.95 S88- IMO | Suzlon North America |  | WTGs |  |  | 51039735 |  |  | Suzlon |  | 0
SUZLN-PRT-01007 | LOWER SEAL 25337103 S88 KAYDON | Suzlon North America |  | WTGs |  |  | 51039737 |  |  | Suzlon |  | 0
SUZLN-PRT-01008 | BUSBAR SET 2.1MW COMP 2481ASP002 PRIMA | Suzlon North America |  | WTGs |  |  | 51039789 |  |  | Suzlon |  | 0
SUZLN-PRT-01009 | SEAL RING 120X150X12 BABSL BON 710318114 | Suzlon North America |  | WTGs |  |  | 51039895 |  |  | Suzlon |  | 0
SUZLN-PRT-01010 | YAW BRAKE DISC S88_714280127_BONFIG | Suzlon North America |  | WTGs |  |  | 51039918 |  |  | Suzlon |  | 0
SUZLN-PRT-01011 | STUD M36X298 S88V3 GR10.9 HDG | Suzlon North America |  | WTGs |  |  | 51039922 |  |  | Suzlon |  | 0
SUZLN-PRT-01012 | RELAY PLC RSC-120VAC 1CO 2966197 PHOENIX | Suzlon North America |  | WTGs |  |  | 51039936 |  |  | Suzlon |  | 0
SUZLN-PRT-01013 | SUN GEAR Z13 1:5.77 M2.25 BON 6643000060 | Suzlon North America |  | WTGs |  |  | 51040054 |  |  | Suzlon |  | 0
SUZLN-PRT-01014 | SUN GEAR Z13 1:5.77 M2.25 BON 6643000140 | Suzlon North America |  | WTGs |  |  | 51040055 |  |  | Suzlon |  | 0
SUZLN-PRT-01015 | REDUCTION ASSY 1:5.77 BON 2T235330030 | Suzlon North America |  | WTGs |  |  | 51040066 |  |  | Suzlon |  | 0
SUZLN-PRT-01016 | COUPLING BON 6645000972 | Suzlon North America |  | WTGs |  |  | 51040068 |  |  | Suzlon |  | 0
SUZLN-PRT-01017 | REDUCTION ASSY 1:4.40 BON 2T235347900 | Suzlon North America |  | WTGs |  |  | 51040082 |  |  | Suzlon |  | 0
SUZLN-PRT-01018 | SUN GEAR Z20 1:4.40 M5 BON&#160; 6643030410 | Suzlon North America |  | WTGs |  |  | 51040083 |  |  | Suzlon |  | 0
SUZLN-PRT-01019 | SCREW COUPLING FILTER-VENT 608471 HYDAC | Suzlon North America |  | WTGs |  |  | 51040088 |  |  | Suzlon |  | 0
SUZLN-PRT-01020 | RELAY SAFETY 24VAC/DC 2963763 PHOENIX | Suzlon North America |  | WTGs |  |  | 51040156 |  |  | Suzlon |  | 0
SUZLN-PRT-01021 | BELLOW FOR OIL COOLER M301.0122 | Suzlon North America |  | WTGs |  |  | 51040161 |  |  | Suzlon |  | 0
SUZLN-PRT-01022 | ENCODER HOG 9 D 50 BAUFORM A4R HUBNER | Suzlon North America |  | WTGs |  |  | 51040205 |  |  | Suzlon |  | 0
SUZLN-PRT-01023 | ROTOR SHAFT BN132M 125X160 BON 614862857 | Suzlon North America |  | WTGs |  |  | 51040235 |  |  | Suzlon |  | 0
SUZLN-PRT-01024 | KEY10X8X70 A TS00019 BON 712412010 | Suzlon North America |  | WTGs |  |  | 51040238 |  |  | Suzlon |  | 0
SUZLN-PRT-01025 | KEY12X8X32 A TS00019 BON 712413016 | Suzlon North America |  | WTGs |  |  | 51040239 |  |  | Suzlon |  | 0
SUZLN-PRT-01026 | BEARING 40X90X23 6308 2Z BON 712749041 | Suzlon North America |  | WTGs |  |  | 51040244 |  |  | Suzlon |  | 0
SUZLN-PRT-01027 | BRAKE DISC FA06 INOX BON 714280129 | Suzlon North America |  | WTGs |  |  | 51040245 |  |  | Suzlon |  | 0
SUZLN-PRT-01028 | KEY 8X7X50 A TS0019 BON 712410007C | Suzlon North America |  | WTGs |  |  | 51040247 |  |  | Suzlon |  | 0
SUZLN-PRT-01029 | S88 POWER PANEL STAND S88US4220 | Suzlon North America |  | WTGs |  |  | 51040260 |  |  | Suzlon |  | 0
SUZLN-PRT-01030 | S88 CAPACITOR PANEL STAND S88US4222 | Suzlon North America |  | WTGs |  |  | 51040261 |  |  | Suzlon |  | 0
SUZLN-PRT-01031 | CARTRIDGE 380ML W PISTON 542-33368-1 | Suzlon North America |  | WTGs |  |  | 51040284 |  |  | Suzlon |  | 0
SUZLN-PRT-01032 | POWER SUPPLY 24VDC 3.5A 2866747 PHOENIX | Suzlon North America |  | WTGs |  |  | 51040288 |  |  | Suzlon |  | 0
SUZLN-PRT-01033 | CUTOUT SLEEVE 83628644 DEMAG | Suzlon North America |  | WTGs |  |  | 51040342 |  |  | Suzlon |  | 0
SUZLN-PRT-01034 | GEARBOX SET DC10 V1 71590533 DEMAG | Suzlon North America |  | WTGs |  |  | 51040343 |  |  | Suzlon |  | 0
SUZLN-PRT-01035 | SERVICE HOOD SET DC10/20 71592033 DEMAG | Suzlon North America |  | WTGs |  |  | 51040344 |  |  | Suzlon |  | 0
SUZLN-PRT-01036 | ELEC EQUIP HOOD SET DC10 71592133 DEMAG | Suzlon North America |  | WTGs |  |  | 51040345 |  |  | Suzlon |  | 0
SUZLN-PRT-01037 | ADJMNT NUT/PULSE WHEEL 71594733 DEMAG | Suzlon North America |  | WTGs |  |  | 51040346 |  |  | Suzlon |  | 0
SUZLN-PRT-01038 | GEAR OIL/SEAL DC 10 71591933 DEMAG | Suzlon North America |  | WTGs |  |  | 51040347 |  |  | Suzlon |  | 0
SUZLN-PRT-01039 | BUFFER SET 71595333 DEMAG | Suzlon North America |  | WTGs |  |  | 51040348 |  |  | Suzlon |  | 0
SUZLN-PRT-01040 | HOOK FITTINGS SET DC10 71598033 DEMAG | Suzlon North America |  | WTGs |  |  | 51040349 |  |  | Suzlon |  | 0
SUZLN-PRT-01041 | SUSPENSION SET 71597433 DEMAG | Suzlon North America |  | WTGs |  |  | 51040350 |  |  | Suzlon |  | 0
SUZLN-PRT-01042 | SUSPENSION SET 71597433 DEMAG | Suzlon North America |  | WTGs |  |  | 51040350 |  |  | Suzlon |  | 0
SUZLN-PRT-01043 | LIMIT SWITCH SET 71588033 DEMAG | Suzlon North America |  | WTGs |  |  | 51040351 |  |  | Suzlon |  | 0
SUZLN-PRT-01044 | CONTACTOR SET 71582533 DEMAG | Suzlon North America |  | WTGs |  |  | 51040352 |  |  | Suzlon |  | 0
SUZLN-PRT-01045 | CHAIN COLL BAG FLEXIBLE FOR DC10-500 85M | Suzlon North America |  | WTGs |  |  | 51040356 |  |  | Suzlon |  | 0
SUZLN-PRT-01046 | CHAIN COLL BAG FLEXIBLE FOR DKUN-5 80M | Suzlon North America |  | WTGs |  |  | 51040357 |  |  | Suzlon |  | 0
SUZLN-PRT-01047 | LOAD HOOK #3 83665033 DKUN5 DEMAG | Suzlon North America |  | WTGs |  |  | 51040358 |  |  | Suzlon |  | 0
SUZLN-PRT-01048 | FAN SET 13382033 DKUN5 DEMAG | Suzlon North America |  | WTGs |  |  | 51040359 |  |  | Suzlon |  | 0
SUZLN-PRT-01049 | BOTTOM BLOCK 1/1 83674033 DKUN5 DEMAG | Suzlon North America |  | WTGs |  |  | 51040360 |  |  | Suzlon |  | 0
SUZLN-PRT-01050 | CHAIN GREASE DC10 .475LB 66500944 DEMAG | Suzlon North America |  | WTGs |  |  | 51040361 |  |  | Suzlon |  | 0
SUZLN-PRT-01051 | FASTNER KIT RSLVR 51028880 LANG 30403 | Suzlon North America |  | WTGs |  |  | 51040362 |  | 30403, LANG | Suzlon |  | 0
SUZLN-PRT-01052 | SHIM FOR GENERATOR MOUNT S88.2.02.06.01 | Suzlon North America |  | WTGs |  |  | 51040366 |  |  | Suzlon |  | 0
SUZLN-PRT-01053 | CHAIN CLAMP 83617844 DKUN5 DEMAG | Suzlon North America |  | WTGs |  |  | 51040367 |  |  | Suzlon |  | 0
SUZLN-PRT-01054 | CHAIN GUIDE SET 83637733 DKUN5 DEMAG | Suzlon North America |  | WTGs |  |  | 51040368 |  |  | Suzlon |  | 0
SUZLN-PRT-01055 | MOTOR IMB35 BG160M 6.3KW 900U 6052132 | Suzlon North America |  | WTGs |  |  | 51040371 |  |  | Suzlon |  | 0
SUZLN-PRT-01056 | SEAL KIT BSAK 490-2960-802 | Suzlon North America |  | WTGs |  |  | 51040372 |  |  | Suzlon |  | 0
SUZLN-PRT-01057 | CLOGGING INDICATOR VM3D.0/L24-SO135 | Suzlon North America |  | WTGs |  |  | 51040373 |  |  | Suzlon |  | 0
SUZLN-PRT-01058 | RES.THERMOMETER COMP.310F61002 //654.798 | Suzlon North America |  | WTGs |  |  | 51040374 |  |  | Suzlon |  | 0
SUZLN-PRT-01059 | O RING SET-YAW MT712T006 | Suzlon North America |  | WTGs |  |  | 51040375 |  |  | Suzlon |  | 0
SUZLN-PRT-01060 | RES THERMOMETER COMPL120 F61002 654.795 | Suzlon North America |  | WTGs |  |  | 51040377 |  |  | Suzlon |  | 0
SUZLN-PRT-01061 | CONTROL SET 575V 71582333 DEMAG | Suzlon North America |  | WTGs |  |  | 51040378 |  |  | Suzlon |  | 0
SUZLN-PRT-01062 | BUFFER COVER 83675344 DKUN5 DEMAG | Suzlon North America |  | WTGs |  |  | 51040385 |  |  | Suzlon |  | 0
SUZLN-PRT-01063 | BUSHING, PT100 S88GEARBOX 778677 WINERGY | Suzlon North America |  | WTGs |  |  | 51040386 |  |  | Suzlon |  | 0
SUZLN-PRT-01064 | CONICAL BOLT SET FOR KZR 520-4 WINERGY | Suzlon North America |  | WTGs |  |  | 51040387 |  |  | Suzlon |  | 0
SUZLN-PRT-01065 | COUNTER WEIGHT FOR 51029300 | Suzlon North America |  | WTGs |  |  | 51040388 |  |  | Suzlon |  | 0
SUZLN-PRT-01066 | CTRL PNDNT-9' CABLE 77245144 DK5 DEMAG | Suzlon North America |  | WTGs |  |  | 51040389 |  |  | Suzlon |  | 0
SUZLN-PRT-01067 | OIL SITE GLASS,PEAB 4456.5 WINERGY464054 | Suzlon North America |  | WTGs |  |  | 51040392 |  |  | Suzlon |  | 0
SUZLN-PRT-01068 | PITCH BRAKE PAD S88 714280130 BONFIG | Suzlon North America |  | WTGs |  |  | 51040393 |  |  | Suzlon |  | 0
SUZLN-PRT-01069 | PLATE PACK W040520006010 KZR5204 WINERGY | Suzlon North America |  | WTGs |  |  | 51040394 |  |  | Suzlon |  | 0
SUZLN-PRT-01070 | CABLE MFRTOPC RJ45-RS232 5417557WOODWARD | Suzlon North America |  | WTGs |  |  | 51040396 |  | RJ45-RS232, WOODWARD | Suzlon |  | 0
SUZLN-PRT-01071 | MSW ON/OFF &amp; NA 2.5MM NOCAB 490-2005-909 | Suzlon North America |  | WTGs |  |  | 51040399 |  |  | Suzlon |  | 0
SUZLN-PRT-01072 | MSW PAD WORN 10MM NOCAB 490-2007-939 | Suzlon North America |  | WTGs |  |  | 51040402 |  |  | Suzlon |  | 0
SUZLN-PRT-01073 | BRAKE ASSY KT001676 60HZ SCH 1000021 | Suzlon North America |  | WTGs |  |  | 51040433 |  |  | Suzlon |  | 0
SUZLN-PRT-01074 | YAW MOTOR KT001607 GP5-490 SCH 1000021 | Suzlon North America |  | WTGs |  |  | 51040434 |  |  | Suzlon |  | 0
SUZLN-PRT-01075 | PITCH MOTOR KT001605 GP3-290 SCH 1000020 | Suzlon North America |  | WTGs |  |  | 51040435 |  |  | Suzlon |  | 0
SUZLN-PRT-01076 | RECTIFIER AC/DC BON 710210031 | Suzlon North America |  | WTGs |  |  | 51040436 |  |  | Suzlon |  | 0
SUZLN-PRT-01077 | MALE INSERT 9200162612 3078-01 | Suzlon North America |  | WTGs |  |  | 51040439 |  | 3078-01 | Suzlon |  | 0
SUZLN-PRT-01078 | PLUG M12 W/5 POL 15M WIRE54900109007SVEN | Suzlon North America |  | WTGs |  |  | 51040440 |  |  | Suzlon |  | 0
SUZLN-PRT-01079 | M-12 CONNECTOR FOR HYDAC 3346 PT | Suzlon North America |  | WTGs |  |  | 51040476 |  |  | Suzlon |  | 0
SUZLN-PRT-01080 | HATCH HANDLES GRAY W/LOCK VLKNSET LIBERO | Suzlon North America |  | WTGs |  |  | 51040477 |  |  | Suzlon |  | 0
SUZLN-PRT-01081 | BLACK KNOB KNOPM6Z LIBERO | Suzlon North America |  | WTGs |  |  | 51040478 |  |  | Suzlon |  | 0
SUZLN-PRT-01082 | ALU LADDER 0490560020 HAILO | Suzlon North America |  | WTGs |  |  | 51040495 |  |  | Suzlon |  | 0
SUZLN-PRT-01083 | LADDER SECTION 5.6M 297792 ZARGES | Suzlon North America |  | WTGs |  |  | 51040497 |  |  | Suzlon |  | 0
SUZLN-PRT-01084 | INT LADDER CONNECTOR 06006331 HAILO | Suzlon North America |  | WTGs |  |  | 51040498 |  |  | Suzlon |  | 0
SUZLN-PRT-01085 | LADDER INT CONN/HARDWARE 285035 ZARGES | Suzlon North America |  | WTGs |  |  | 51040499 |  |  | Suzlon |  | 0
SUZLN-PRT-01086 | ROLLER LATCH CTRCASE 4-2525-50RH EBERHRD | Suzlon North America |  | WTGs |  |  | 51040500 |  |  | Suzlon |  | 0
SUZLN-PRT-01087 | NOVA-PLEAT FILTER 14x14.25x2 - KATANA | Suzlon North America |  | WTGs |  |  | 51040501 |  |  | Suzlon |  | 0
SUZLN-PRT-01088 | FLOOR, 20GA, HAWK CUT S88 P0125 SUKUP | Suzlon North America |  | WTGs |  |  | 51040502 |  |  | Suzlon |  | 0
SUZLN-PRT-01089 | FLOOR SUPPORT, Z13.25&quot;X20GA P0023 SUKUP | Suzlon North America |  | WTGs |  |  | 51040503 |  |  | Suzlon |  | 0
SUZLN-PRT-01090 | FITTING, ALUMINUM 1/2&quot; HUB ST050-464 T&amp;B | Suzlon North America |  | WTGs |  |  | 51040504 |  |  | Suzlon |  | 0
SUZLN-PRT-01091 | GROUND LOCK NUT 1/2&quot;77050 GL50 ARLINGTON | Suzlon North America |  | WTGs |  |  | 51040505 |  |  | Suzlon |  | 0
SUZLN-PRT-01092 | BUSBAR MAXIPLS 3200A 691MM 9650231RITTAL | Suzlon North America |  | WTGs |  |  | 51040511 |  |  | Suzlon |  | 0
SUZLN-PRT-01093 | BUSBAR MAXIPLS 3200A 925MM 9650271RITTAL | Suzlon North America |  | WTGs |  |  | 51040512 |  |  | Suzlon |  | 0
SUZLN-PRT-01094 | TERMINAL BLOCK UK6N GREY 3004524 PHOENIX | Suzlon North America |  | WTGs |  |  | 51040521 |  |  | Suzlon |  | 0
SUZLN-PRT-01095 | TERMINAL BLOCK USLKG6N GN/YE 442079 PHX | Suzlon North America |  | WTGs |  |  | 51040522 |  |  | Suzlon |  | 0
SUZLN-PRT-01096 | TERMINAL BLOCK UT4-PE 3044128 PHOENIX | Suzlon North America |  | WTGs |  |  | 51040523 |  |  | Suzlon |  | 0
SUZLN-PRT-01097 | PB EMER STOP ZB4-BS844 SCHNEIDER | Suzlon North America |  | WTGs |  |  | 51040539 |  | ZB4BS844 | Suzlon |  | 0
SUZLN-PRT-01098 | FUSEHOLDER 1P35-60A600V IKT60060 BUSSMAN | Suzlon North America |  | WTGs |  |  | 51040540 |  |  | Suzlon |  | 0
SUZLN-PRT-01099 | RESOLVER CABLE70388719L=7MTR+PLUG S2BG12 | Suzlon North America |  | WTGs |  |  | 51040544 |  |  | Suzlon |  | 0
SUZLN-PRT-01100 | CABLE RUB 5G4 WINDFLEX GLOBAL DRAKA | Suzlon North America |  | WTGs |  |  | 51040549 |  |  | Suzlon |  | 0
SUZLN-PRT-01101 | CABLE FOR ENCODER 309777-08 HEIDENHAIN | Suzlon North America |  | WTGs |  |  | 51040550 |  |  | Suzlon |  | 0
SUZLN-PRT-01102 | LUMINAIRE 2X17W (UL/CSA) UL217BD RESOLUX | Suzlon North America |  | WTGs |  |  | 51040551 |  |  | Suzlon |  | 0
SUZLN-PRT-01103 | CONTACTOR DIL2AM 046574 MOELLER | Suzlon North America |  | WTGs |  |  | 51040552 |  | 46574, MOELLER | Suzlon |  | 0
SUZLN-PRT-01104 | LED PILOT LIGHT RED XB5AVB4 SCHNEIDER | Suzlon North America |  | WTGs |  |  | 51040554 |  |  | Suzlon |  | 0
SUZLN-PRT-01105 | MCB 0.5A 1P 277V C60NC 17411 SCHNEIDER | Suzlon North America |  | WTGs |  |  | 51040555 |  | 17411, SCHNEIDER | Suzlon |  | 0
SUZLN-PRT-01106 | MOV-130/20,PART NO:CNR-20D201K-MOV | Suzlon North America |  | WTGs |  |  | 51040557 |  |  | Suzlon |  | 0
SUZLN-PRT-01107 | MOV-30/20,PART NO:CNR-20D470K-MOV | Suzlon North America |  | WTGs |  |  | 51040558 |  |  | Suzlon |  | 0
SUZLN-PRT-01108 | LOCK INSERTS PS2466.000 RITTAL | Suzlon North America |  | WTGs |  |  | 51040561 |  |  | Suzlon |  | 0
SUZLN-PRT-01109 | PUSH BUTTON FLAT GREEN 216596 MOELLER | Suzlon North America |  | WTGs |  |  | 51040562 |  | 216596 | Suzlon |  | 0
SUZLN-PRT-01110 | MCB 6A 2P 10KA C60NC 24435 SCHNEIDER | Suzlon North America |  | WTGs |  |  | 51040563 |  | 24435, SCHNEIDER | Suzlon |  | 0
SUZLN-PRT-01111 | ENCL HEATER UL 800W230V CS9769080 RITTAL | Suzlon North America |  | WTGs |  |  | 51040564 |  |  | Suzlon |  | 0
SUZLN-PRT-01112 | FUSE BASE 100A CL J QUADRON 33306 WOHNER | Suzlon North America |  | WTGs |  |  | 51040565 |  |  | Suzlon |  | 0
SUZLN-PRT-01113 | HYGROSTAT UL 50-100%RH 3118009 RITTAL | Suzlon North America |  | WTGs |  |  | 51040567 |  |  | Suzlon |  | 0
SUZLN-PRT-01114 | MCB 25A 3P 10KA C60NC 24470 SCHNEIDER | Suzlon North America |  | WTGs |  |  | 51040568 |  | 24470, SCHNEIDER | Suzlon |  | 0
SUZLN-PRT-01115 | MCB 50A 3P 10KA C60ND 24545 SCHNEIDER | Suzlon North America |  | WTGs |  |  | 51040569 |  | 24545, SCHNEIDER | Suzlon |  | 0
SUZLN-PRT-01116 | CAPACITOR 0.68&#181;F,1000 VDC/850VAC JENSEN | Suzlon North America |  | WTGs |  |  | 51040570 |  |  | Suzlon |  | 0
SUZLN-PRT-01117 | SOCKET FOR 3C0 RELAY11PIN PF113A-E OMRON | Suzlon North America |  | WTGs |  |  | 51040571 |  |  | Suzlon |  | 0
SUZLN-PRT-01118 | SURGE ARESTOR400V FLT60400 2748603PHOENX | Suzlon North America |  | WTGs |  |  | 51040572 |  |  | Suzlon |  | 0
SUZLN-PRT-01119 | MCB 25A 3P 10KA C60NB 24150 SCHNEIDER | Suzlon North America |  | WTGs |  |  | 51040573 |  | 24150, SCHNEIDER | Suzlon |  | 0
SUZLN-PRT-01120 | FUSE BLOCKS 400A/600V 64033J FERRAZ | Suzlon North America |  | WTGs |  |  | 51040574 |  |  | Suzlon |  | 0
SUZLN-PRT-01121 | FUSE CLASS J 70A/600VAC UL | Suzlon North America |  | WTGs |  |  | 51040575 |  |  | Suzlon |  | 0
SUZLN-PRT-01122 | FUSE CLASS J 350A/600VAC UL | Suzlon North America |  | WTGs |  |  | 51040576 |  |  | Suzlon |  | 0
SUZLN-PRT-01123 | FUSE CLASS J 125A/600VAC UL | Suzlon North America |  | WTGs |  |  | 51040577 |  |  | Suzlon |  | 0
SUZLN-PRT-01124 | FUSE CLASS J 200A/600VAC UL | Suzlon North America |  | WTGs |  |  | 51040578 |  |  | Suzlon |  | 0
SUZLN-PRT-01125 | FUSE CLASS J 400A/600VAC UL | Suzlon North America |  | WTGs |  |  | 51040579 |  |  | Suzlon |  | 0
SUZLN-PRT-01126 | MAINSW P1-25/V/SVBNHI11 053113 MOELLER | Suzlon North America |  | WTGs |  |  | 51040580 |  | P1-25/V/SVBNHI11, MOELLER | Suzlon |  | 0
SUZLN-PRT-01127 | RESISTOR 2k,1W,&#177;5% | Suzlon North America |  | WTGs |  |  | 51040592 |  |  | Suzlon |  | 0
SUZLN-PRT-01128 | SURGE ARRESTOR BASE VALMS2817741 PHOENIX | Suzlon North America |  | WTGs |  |  | 51040593 |  |  | Suzlon |  | 0
SUZLN-PRT-01129 | CONTACTOR LC1DT20BD SCHNEIDER | Suzlon North America |  | WTGs |  |  | 51040611 |  |  | Suzlon |  | 0
SUZLN-PRT-01130 | MCB 2P 13A S262-B13 ABB | Suzlon North America |  | WTGs |  |  | 51040612 |  |  | Suzlon |  | 0
SUZLN-PRT-01131 | CLIP FOR CAPACITOR PHMKPG660.3.2 VISHAY | Suzlon North America |  | WTGs |  |  | 51040615 |  |  | Suzlon |  | 0
SUZLN-PRT-01132 | RELAY PLC-RSC24VDC/21 2966265PHOENIX | Suzlon North America |  | WTGs |  |  | 51040618 |  |  | Suzlon |  | 0
SUZLN-PRT-01133 | MCB 10A 3P C60ND 24538 SCHNEIDER | Suzlon North America |  | WTGs |  |  | 51040619 |  | 24538, SCHNEIDER | Suzlon |  | 0
SUZLN-PRT-01134 | CTRL CARD 1071AE01 - SVNK013S070M22 IXYS | Suzlon North America |  | WTGs |  |  | 51040620 |  |  | Suzlon |  | 0
SUZLN-PRT-01135 | DRVR CARD 1074AE00 - SVNK013S070M22 IXYS | Suzlon North America |  | WTGs |  |  | 51040621 |  |  | Suzlon |  | 0
SUZLN-PRT-01136 | MCB 10A 3P 10KA C60NC 24466 SCHNEIDER | Suzlon North America |  | WTGs |  |  | 51040623 |  | 24466, SCHNEIDER | Suzlon |  | 0
SUZLN-PRT-01137 | FUSE CLASS J 80A/600VAC UL | Suzlon North America |  | WTGs |  |  | 51040624 |  |  | Suzlon |  | 0
SUZLN-PRT-01138 | FUSE CLASS J 50A/600VAC UL | Suzlon North America |  | WTGs |  |  | 51040625 |  |  | Suzlon |  | 0
SUZLN-PRT-01139 | CONTACTOR DILM9-10 276705 MOELLER | Suzlon North America |  | WTGs |  |  | 51040627 |  | 276705, MOELLER | Suzlon |  | 0
SUZLN-PRT-01140 | AUX CONTACT NHI-E-10-PKZ0 082885 MOELLER | Suzlon North America |  | WTGs |  |  | 51040629 |  | 82885, MOELLER | Suzlon |  | 0
SUZLN-PRT-01141 | MCB 10A 3P C 24999 SCHNEIDER | Suzlon North America |  | WTGs |  |  | 51040631 |  | 24999, SCHNEIDER | Suzlon |  | 0
SUZLN-PRT-01142 | CONTACTOR B7S-30011.7 GJL1313001R7011ABB | Suzlon North America |  | WTGs |  |  | 51040632 |  | GJL1313001R7011, ABB | Suzlon |  | 0
SUZLN-PRT-01143 | POWER SUPPLY O/P24-28VDC 1606-XLP30E AB | Suzlon North America |  | WTGs |  |  | 51040638 |  |  | Suzlon |  | 0
SUZLN-PRT-01144 | CABLE FOR ENCODER 309777-10 HEIDENHAIN | Suzlon North America |  | WTGs |  |  | 51040640 |  |  | Suzlon |  | 0
SUZLN-PRT-01145 | LIMIT SWITCH ZCKJ1H7 64615 TELEMECANIQUE | Suzlon North America |  | WTGs |  |  | 51040644 |  | ZCKJ1H7, TELEMECANIQUE | Suzlon |  | 0
SUZLN-PRT-01146 | MCB FAZ-D10/3-NA 102267 MOELLER | Suzlon North America |  | WTGs |  |  | 51040645 |  | 102267, MOELLER | Suzlon |  | 0
SUZLN-PRT-01147 | CONTACTOR DILK50-10 294076 MOELLER | Suzlon North America |  | WTGs |  |  | 51040646 |  | 294076, MOELLER | Suzlon |  | 0
SUZLN-PRT-01148 | CABLE 7C2.5MM2 WINDFLEX GLOBAL | Suzlon North America |  | WTGs |  |  | 51040650 |  |  | Suzlon |  | 0
SUZLN-PRT-01149 | CABLE 4C6MM2 WINDFLEX GLOBAL | Suzlon North America |  | WTGs |  |  | 51040651 |  |  | Suzlon |  | 0
SUZLN-PRT-01150 | TORQUE ARM JOINTED HEAD 6MM ET51004 BAUM | Suzlon North America |  | WTGs |  |  | 51040656 |  |  | Suzlon |  | 0
SUZLN-PRT-01151 | SENSOR CBL SAC4P-3,0-PUR/FR 1536418 PHNX | Suzlon North America |  | WTGs |  |  | 51040657 |  |  | Suzlon |  | 0
SUZLN-PRT-01152 | POWER SUPPLY 6A NTPS-24-WA-300 NTRON | Suzlon North America |  | WTGs |  |  | 51040659 |  |  | Suzlon |  | 0
SUZLN-PRT-01153 | CTRL/DRIVER BOARD 1081AE02 S02232 IXYS | Suzlon North America |  | WTGs |  |  | 51040661 |  |  | Suzlon |  | 0
SUZLN-PRT-01154 | SUPP PROT 277V 5A 1P 17404 SCHNEIDER | Suzlon North America |  | WTGs |  |  | 51040662 |  | 17404, SCHNEIDER | Suzlon |  | 0
SUZLN-PRT-01155 | POWER SUPPLY SDN 5-24-100P SOLA | Suzlon North America |  | WTGs |  |  | 51040663 |  |  | Suzlon |  | 0
SUZLN-PRT-01156 | ETHERNET SWITCH 306FXE2-N ST15 NTRON | Suzlon North America |  | WTGs |  |  | 51040664 |  |  | Suzlon |  | 0
SUZLN-PRT-01157 | EMERGENCY STOP BUTTON ZB5AS844 SCHNEIDER | Suzlon North America |  | WTGs |  |  | 51040669 |  | ZB5AS844 | Suzlon |  | 0
SUZLN-PRT-01158 | PUSHBUTTON CONTACT XB510A ZB5AZ105SCHNDR | Suzlon North America |  | WTGs |  |  | 51040670 |  | ZB5AZ105, SCHNEIDER | Suzlon |  | 0
SUZLN-PRT-01159 | PUSHBUTTON GUARD XB4 ZBZ1605 SCHNEIDER | Suzlon North America |  | WTGs |  |  | 51040671 |  |  | Suzlon |  | 0
SUZLN-PRT-01160 | TAPPET ENCODER S88 DWG M354.0234-01CARB | Suzlon North America |  | WTGs |  |  | 51040673 |  |  | Suzlon |  | 0
SUZLN-PRT-01161 | POWER SUPPLY SDN 2.5-24-100P SOLA | Suzlon North America |  | WTGs |  |  | 51040674 |  |  | Suzlon |  | 0
SUZLN-PRT-01162 | POSITION ENCDR &amp; LMT S/W ASSY 20726 LANG | Suzlon North America |  | WTGs |  |  | 51040676 |  |  | Suzlon |  | 0
SUZLN-PRT-01163 | HYGROSTAT 20-80%RH H600A1014 HONEYWELL | Suzlon North America |  | WTGs |  |  | 51040677 |  |  | Suzlon |  | 0
SUZLN-PRT-01164 | STD.HANDLE L GRAY 2435.000 RITTAL | Suzlon North America |  | WTGs |  |  | 51040678 |  |  | Suzlon |  | 0
SUZLN-PRT-01165 | TERMINAL UK1.5N GREY 3005837 PHOENIX | Suzlon North America |  | WTGs |  |  | 51040679 |  |  | Suzlon |  | 0
SUZLN-PRT-01166 | COVER ATP-UK 3003224 PHOENIX | Suzlon North America |  | WTGs |  |  | 51040680 |  |  | Suzlon |  | 0
SUZLN-PRT-01167 | SLIPRINGCRD1A SRK420.21.1/1007A04 307333 | Suzlon North America |  | WTGs |  |  | 51040681 |  | 307333 | Suzlon |  | 0
SUZLN-PRT-01168 | SLIPRINGCRD1B SRK420.21.1/1008A04 307334 | Suzlon North America |  | WTGs |  |  | 51040682 |  | 307334 | Suzlon |  | 0
SUZLN-PRT-01169 | SLIPRING CARD BRUSH 1019098 STEMMANN | Suzlon North America |  | WTGs |  |  | 51040683 |  |  | Suzlon |  | 0
SUZLN-PRT-01170 | STD.HANDLE PEB GRY 2454.000 RITTAL | Suzlon North America |  | WTGs |  |  | 51040685 |  |  | Suzlon |  | 0
SUZLN-PRT-01171 | DOOR INT LOCK ROD ASSBY 8099008 RITTAL | Suzlon North America |  | WTGs |  |  | 51040686 |  |  | Suzlon |  | 0
SUZLN-PRT-01172 | TOOTHED WHEEL 207361 RITTAL | Suzlon North America |  | WTGs |  |  | 51040687 |  |  | Suzlon |  | 0
SUZLN-PRT-01173 | LOCK BACK BOX 207363 RITTAL | Suzlon North America |  | WTGs |  |  | 51040688 |  |  | Suzlon |  | 0
SUZLN-PRT-01174 | CTRSNK TAP SCREW 218794 RITTAL | Suzlon North America |  | WTGs |  |  | 51040689 |  |  | Suzlon |  | 0
SUZLN-PRT-01175 | SERRATED LOCK WASHER 209178 RITTAL | Suzlon North America |  | WTGs |  |  | 51040690 |  |  | Suzlon |  | 0
SUZLN-PRT-01176 | LOCKING NOSE 208101 RITTAL | Suzlon North America |  | WTGs |  |  | 51040691 |  |  | Suzlon |  | 0
SUZLN-PRT-01177 | COMB CTNRSNK SCREW 208829 RITTAL | Suzlon North America |  | WTGs |  |  | 51040692 |  |  | Suzlon |  | 0
SUZLN-PRT-01178 | PLUNGER DOOR SWITCH 266109 LS11 MOELLER | Suzlon North America |  | WTGs |  |  | 51040693 |  | 266109, MOELLER | Suzlon |  | 0
SUZLN-PRT-01179 | REPLACEMENT BULB FOR SL 025 666016 STEGO | Suzlon North America |  | WTGs |  |  | 51040694 |  |  | Suzlon |  | 0
SUZLN-PRT-01180 | BATTERY UPS ALPHA PINN 6000T 181-201-10 | Suzlon North America |  | WTGs |  |  | 51040695 |  |  | Suzlon |  | 0
SUZLN-PRT-01181 | RLY BASE PLCBSC24DC/21HC 2967772 PHOENIX | Suzlon North America |  | WTGs |  |  | 51040696 |  |  | Suzlon |  | 0
SUZLN-PRT-01182 | RELAY REL-MR 24DC/21HC 2961312 PHOENIX | Suzlon North America |  | WTGs |  |  | 51040697 |  |  | Suzlon |  | 0
SUZLN-PRT-01183 | RELAY REL-MR 24DC/21AU 2961121 PHOENIX | Suzlon North America |  | WTGs |  |  | 51040698 |  |  | Suzlon |  | 0
SUZLN-PRT-01184 | BUSBAR SET 2.1MW POWER 2481A00003 PRIMA | Suzlon North America |  | WTGs |  |  | 51040700 |  |  | Suzlon |  | 0
SUZLN-PRT-01185 | PLUG SPRING FKC 2,5/2-ST&#160;1873058 PHOENIX | Suzlon North America |  | WTGs |  |  | 51040701 |  |  | Suzlon |  | 0
SUZLN-PRT-01186 | BUSBAR MAXPLS 3200A 1200MM 9650310RITTAL | Suzlon North America |  | WTGs |  |  | 51040708 |  |  | Suzlon |  | 0
SUZLN-PRT-01187 | CONTACTOR LC1D32BD SCHNEIDER | Suzlon North America |  | WTGs |  |  | 51040722 |  |  | Suzlon |  | 0
SUZLN-PRT-01188 | LABEL PLATE ZBY9330 SCHNEIDER | Suzlon North America |  | WTGs |  |  | 51040724 |  |  | Suzlon |  | 0
SUZLN-PRT-01189 | SUPPORT OF LADDER S88.1.06.42-B | Suzlon North America |  | WTGs |  |  | 51040827 |  |  | Suzlon |  | 0
SUZLN-PRT-01190 | 2 GANG CVR DUPLEX/BLANK 30427 MULBERRY | Suzlon North America |  | WTGs |  |  | 51040839 |  |  | Suzlon |  | 0
SUZLN-PRT-01191 | TTCSCS 213' GEN II CABLE SYSTEM TUFTUG | Suzlon North America |  | WTGs |  |  | 51040840 |  |  | Suzlon |  | 0
SUZLN-PRT-01192 | TTCSCS 70' GEN II CABLE SYSTEM TUFTUG | Suzlon North America |  | WTGs |  |  | 51040841 |  |  | Suzlon |  | 0
SUZLN-PRT-01193 | LUG&#160; 95 MM2 STUD &#189;” &#160;CU 54170 THOMAS &amp; B | Suzlon North America |  | WTGs |  |  | 51040843 |  |  | Suzlon |  | 0
SUZLN-PRT-01194 | LUG&#160;25MM2 STUD&#189;” CU 25630695264 THOMAS&amp;B | Suzlon North America |  | WTGs |  |  | 51040844 |  |  | Suzlon |  | 0
SUZLN-PRT-01195 | LUG&#160; 185 MM2 STUD &#189;” CU 54918BE THOMAS&amp;B | Suzlon North America |  | WTGs |  |  | 51040845 |  |  | Suzlon |  | 0
SUZLN-PRT-01196 | JUMPER (2X) JA-SU 128 JOVY ATLAS | Suzlon North America |  | WTGs |  |  | 51040849 |  |  | Suzlon |  | 0
SUZLN-PRT-01197 | RAIL SWITCH RS20-0800S2S2SDAE HIRSCHMAN | Suzlon North America |  | WTGs |  |  | 51040850 |  |  | Suzlon |  | 0
SUZLN-PRT-01198 | CABLE RETAINER SLEEVE S88US5411-00 | Suzlon North America |  | WTGs |  |  | 51040851 |  |  | Suzlon |  | 0
SUZLN-PRT-01199 | CABLE RETAINER TOP BRKT S88US5412-00 | Suzlon North America |  | WTGs |  |  | 51040852 |  |  | Suzlon |  | 0
SUZLN-PRT-01200 | CABLE RETAINER SIDE BRKT S88US5413-00 | Suzlon North America |  | WTGs |  |  | 51040853 |  |  | Suzlon |  | 0
SUZLN-PRT-01201 | CABLE SLEEVE BRACKET 1 S88US5405 | Suzlon North America |  | WTGs |  |  | 51040854 |  |  | Suzlon |  | 0
SUZLN-PRT-01202 | CABLE SLEEVE BRACKET 2 S88US5406 | Suzlon North America |  | WTGs |  |  | 51040855 |  |  | Suzlon |  | 0
SUZLN-PRT-01203 | CABLE SLEEVE L BRACKET 3 S88US5407 | Suzlon North America |  | WTGs |  |  | 51040856 |  |  | Suzlon |  | 0
SUZLN-PRT-01204 | CABLE SLEEVE BRACKET 4 S88US5408 | Suzlon North America |  | WTGs |  |  | 51040857 |  |  | Suzlon |  | 0
SUZLN-PRT-01205 | CABLE SLEEVE BRACKET 5 S88US5409 | Suzlon North America |  | WTGs |  |  | 51040858 |  |  | Suzlon |  | 0
SUZLN-PRT-01206 | THREADED ROD M16 576mm S88US5410 | Suzlon North America |  | WTGs |  |  | 51040859 |  |  | Suzlon |  | 0
SUZLN-PRT-01207 | CABLE BRACKET HARDWARE FOR S88US4217-00 | Suzlon North America |  | WTGs |  |  | 51040860 |  |  | Suzlon |  | 0
SUZLN-PRT-01208 | CABLE RETAINER HARDWARE FOR S88US4218-00 | Suzlon North America |  | WTGs |  |  | 51040861 |  |  | Suzlon |  | 0
SUZLN-PRT-01209 | VOLT SUPPRESSOR DIODE P6KE33CA FAIRCHILD | Suzlon North America |  | WTGs |  |  | 51040870 |  |  | Suzlon |  | 0
SUZLN-PRT-01210 | RELAY RELMR 230UC/21-21 2961451 PHOENIX &#160; | Suzlon North America |  | WTGs |  |  | 51040914 |  |  | Suzlon |  | 0
SUZLN-PRT-01211 | MCB 10A 2P 440VDC S282-UC-K10A&#160; ABB&#160; | Suzlon North America |  | WTGs |  |  | 51040915 |  |  | Suzlon |  | 0
SUZLN-PRT-01212 | TERMINAL BOARD BON 715080011 | Suzlon North America |  | WTGs |  |  | 51040979 |  |  | Suzlon |  | 0
SUZLN-PRT-01213 | HALF MOON FLASHING S88US5002 | Suzlon North America |  | WTGs |  |  | 51041000 |  |  | Suzlon |  | 0
SUZLN-PRT-01214 | M5X90 EXTENSION BOLT | Suzlon North America |  | WTGs |  |  | 51041012 |  |  | Suzlon |  | 0
SUZLN-PRT-01215 | CABLE CLAMP SET DWG1110022105 STAUFFENBE | Suzlon North America |  | WTGs |  |  | 51041015 |  |  | Suzlon |  | 0
SUZLN-PRT-01216 | SWING METAL MOUNT TYPE A 31658A CONITECH | Suzlon North America |  | WTGs |  |  | 51041016 |  |  | Suzlon |  | 0
SUZLN-PRT-01217 | EMRGNCY STOP PB ASSBLY - ESBEE | Suzlon North America |  | WTGs |  |  | 51041017 |  |  | Suzlon |  | 0
SUZLN-PRT-01218 | EMRGNCY STOP PB ASSBLY W/ BOX ESBEE | Suzlon North America |  | WTGs |  |  | 51041018 |  |  | Suzlon |  | 0
SUZLN-PRT-01219 | AM812 HD FIRE EXT BRACKET NACELLE | Suzlon North America |  | WTGs |  |  | 51041019 |  |  | Suzlon |  | 0
SUZLN-PRT-01220 | DOWEL PIN 30X130 ISO8734 | Suzlon North America |  | WTGs |  |  | 51041020 |  |  | Suzlon |  | 0
SUZLN-PRT-01221 | CAN REPEATER W/O DSUB 10100644400 IXXAT | Suzlon North America |  | WTGs |  |  | 51041036 |  |  | Suzlon |  | 0
SUZLN-PRT-01222 | FUSE 0,8A 1000V MI6FA100V0,8 IXYS | Suzlon North America |  | WTGs |  |  | 51041132 |  |  | Suzlon |  | 0
SUZLN-PRT-01223 | SS LATCH STRIKER 1-2525-51 RH EBERHARD | Suzlon North America |  | WTGs |  |  | 51041182 |  |  | Suzlon |  | 0
SUZLN-PRT-01224 | INTERIOR RELEASE ASSBY 2525-55X EBERHARD | Suzlon North America |  | WTGs |  |  | 51041183 |  |  | Suzlon |  | 0
SUZLN-PRT-01225 | PADLOCKING EXT HANDLE 5624-52SS EBERHRD | Suzlon North America |  | WTGs |  |  | 51041184 |  |  | Suzlon |  | 0
SUZLN-PRT-01226 | INT HANDLE AL5-2525-19 S00US6201 EBERHRD | Suzlon North America |  | WTGs |  |  | 51041185 |  |  | Suzlon |  | 0
SUZLN-PRT-01228 | GEAR SET ASSBY DKUN5 V 83677633 DEMAG | Suzlon North America |  | WTGs |  |  | 51041736 |  |  | Suzlon |  | 0
SUZLN-PRT-01229 | SLIPRING_SRK420.21.25A00_6262875_STEMMAN | Suzlon North America |  | WTGs |  |  | 51042267 |  | 6262875, STEMMANN | Suzlon |  | 0
SUZLN-PRT-01230 | CARBON BRUSH C4365-34 | Suzlon North America |  | WTGs |  |  | 51042716 |  |  | Suzlon |  | 0
SUZLN-PRT-01231 | EARTH BRUSH SA4365-69 | Suzlon North America |  | WTGs |  |  | 51042717 |  |  | Suzlon |  | 0
SUZLN-PRT-01232 | SENSOR CABLE WITH PLUG -AVANTI #46202002 | Suzlon North America |  | WTGs |  |  | 51042762 |  |  | Suzlon |  | 0
SUZLN-PRT-01233 | ROTATING SENSOR AVANTI #46202001 | Suzlon North America |  | WTGs |  |  | 51042765 |  |  | Suzlon |  | 0
SUZLN-PRT-01234 | RESOLUX LIGHT LENS CLIP (CLIPSFUT) | Suzlon North America |  | WTGs |  |  | 51042960 |  |  | Suzlon |  | 0
SUZLN-PRT-01235 | RESOLUX BALLAST UL217/232BALLAST120/277 | Suzlon North America |  | WTGs |  |  | 51042961 |  |  | Suzlon |  | 0
SUZLN-PRT-01236 | PROTECTION TAB BLACK M32 54113040 LAPP | Suzlon North America |  | WTGs |  |  | 51043003 |  |  | Suzlon |  | 0
SUZLN-PRT-01237 | PINION BRACKET M414.0525 | Suzlon North America |  | WTGs |  |  | 51043203 |  |  | Suzlon |  | 0
SUZLN-PRT-01238 | CONTROL PCB 111-V6K0-814-00N ALPHA | Suzlon North America |  | WTGs |  |  | 51043364 |  |  | Suzlon |  | 0
SUZLN-PRT-01239 | POWER PCB 112-V6K0-812-00N ALPHA | Suzlon North America |  | WTGs |  |  | 51043365 |  |  | Suzlon |  | 0
SUZLN-PRT-01240 | FILTER PCB 113-0VGD-510-00N ALPHA | Suzlon North America |  | WTGs |  |  | 51043366 |  |  | Suzlon |  | 0
SUZLN-PRT-01241 | OUTPUT EMI PCB 113-UOFI-613-00N ALPHA | Suzlon North America |  | WTGs |  |  | 51043367 |  |  | Suzlon |  | 0
SUZLN-PRT-01242 | INPUT EMI PCB 113-V6K0-818-00N ALPHA | Suzlon North America |  | WTGs |  |  | 51043368 |  |  | Suzlon |  | 0
SUZLN-PRT-01243 | RESET SWITCH 110-VGD0-100 ALPHA | Suzlon North America |  | WTGs |  |  | 51043369 |  |  | Suzlon |  | 0
SUZLN-PRT-01244 | LCD PANEL PCB 114-V6K0-810-00N ALPHA | Suzlon North America |  | WTGs |  |  | 51043370 |  |  | Suzlon |  | 0
SUZLN-PRT-01245 | CHARGER PCB 115-V6K0-812-00N ALPHA | Suzlon North America |  | WTGs |  |  | 51043371 |  |  | Suzlon |  | 0
SUZLN-PRT-01246 | AS400 Relay PCBA 017-751-81 ALPHA | Suzlon North America |  | WTGs |  |  | 51043372 |  |  | Suzlon |  | 0
SUZLN-PRT-01247 | SLIPRING KU-C 2013.4.2.2.2.6.5 KRAUS | Suzlon North America |  | WTGs |  |  | 51043489 |  |  | Suzlon |  | 0
SUZLN-PRT-01248 | RETRACT RESTING PLATFORM HAILO 6007961 | Suzlon North America |  | WTGs |  |  | 51043695 |  |  | Suzlon |  | 0
SUZLN-PRT-01249 | E- MOTOR 1.5KW 2P 208/360V | Suzlon North America |  | WTGs |  |  | 51044185 |  |  | Suzlon |  | 0
SUZLN-PRT-01250 | RELAY PCB 110-V20K-104-00N ALPHA | Suzlon North America |  | WTGs |  |  | 51044224 |  |  | Suzlon |  | 0
SUZLN-PRT-01251 | POWER PCB 112-V1K5-B10 ALPHA | Suzlon North America |  | WTGs |  |  | 51044310 |  |  | Suzlon |  | 0
SUZLN-PRT-01252 | DRIVE PCB 118-V1K5-510 ALPHA | Suzlon North America |  | WTGs |  |  | 51044311 |  |  | Suzlon |  | 0
SUZLN-PRT-01253 | CONTROL PCB 111-BVGD-000 ALPHA | Suzlon North America |  | WTGs |  |  | 51044312 |  |  | Suzlon |  | 0
SUZLN-PRT-01254 | RESET SWITCH PCB 110-VGD0-100 ALPHA | Suzlon North America |  | WTGs |  |  | 51044313 |  |  | Suzlon |  | 0
SUZLN-PRT-01255 | DISPLAY PCB 114-0VGD-E10 ALPHA | Suzlon North America |  | WTGs |  |  | 51044314 |  |  | Suzlon |  | 0
SUZLN-PRT-01256 | FLANGE PLATE M334.0392 | Suzlon North America |  | WTGs |  |  | 51044967 |  |  | Suzlon |  | 0
SUZLN-PRT-01257 | SAFETY BOLT M334.0390 | Suzlon North America |  | WTGs |  |  | 51044968 |  |  | Suzlon |  | 0
SUZLN-PRT-01258 | STOPPER DISC M334.0391 | Suzlon North America |  | WTGs |  |  | 51044969 |  |  | Suzlon |  | 0
SUZLN-PRT-01259 | CABLE LOCKOUT 8611_MASTER LOCK&#174; | Suzlon North America |  | WTGs |  |  | 51044970 |  |  | Suzlon |  | 0
SUZLN-PRT-01260 | HARDWARE KIT (10-19) S88US4215 | Suzlon North America |  | WTGs |  |  | 51044991 |  |  | Suzlon |  | 0
SUZLN-PRT-01261 | FACEPLATE KGW/REU RETRO S88US5107 | Suzlon North America |  | WTGs |  |  | 51044992 |  |  | Suzlon |  | 0
SUZLN-PRT-01262 | SPACER ALU KGW/REU RETRO S88US5104 | Suzlon North America |  | WTGs |  |  | 51044993 |  |  | Suzlon |  | 0
SUZLN-PRT-01263 | STRIKER ADPTR KGW/REU RETRO S88US5105 | Suzlon North America |  | WTGs |  |  | 51044994 |  |  | Suzlon |  | 0
SUZLN-PRT-01264 | HARDWARE KIT (9-15) S88US4216 | Suzlon North America |  | WTGs |  |  | 51044995 |  |  | Suzlon |  | 0
SUZLN-PRT-01265 | SEALING GDM3-16 FOR GDM3009 | Suzlon North America |  | WTGs |  |  | 51045133 |  |  | Suzlon |  | 0
SUZLN-PRT-01266 | STUD M36X395 M304.0091 | Suzlon North America |  | WTGs |  |  | 51045561 |  |  | Suzlon |  | 0
SUZLN-PRT-01267 | GREASE HOSE BRACKET 1 M354.0689-00 | Suzlon North America |  | WTGs |  |  | 51045597 |  |  | Suzlon |  | 0
SUZLN-PRT-01268 | GREASE HOSE BRACKET 2 M354.0690-00 | Suzlon North America |  | WTGs |  |  | 51045598 |  |  | Suzlon |  | 0
SUZLN-PRT-01269 | GREASE PUMP BRACKET M351.0364-00 | Suzlon North America |  | WTGs |  |  | 51045599 |  |  | Suzlon |  | 0
SUZLN-PRT-01270 | FRAME M2110294 | Suzlon North America |  | WTGs |  |  | 51045830 |  |  | Suzlon |  | 0
SUZLN-PRT-01271 | GUIDING BEAM M2110295 | Suzlon North America |  | WTGs |  |  | 51045831 |  |  | Suzlon |  | 0
SUZLN-PRT-01272 | BRACKET M2140637 | Suzlon North America |  | WTGs |  |  | 51045838 |  |  | Suzlon |  | 0
SUZLN-PRT-01273 | L-BEAM M2140640 | Suzlon North America |  | WTGs |  |  | 51045841 |  |  | Suzlon |  | 0
SUZLN-PRT-01274 | PLATE M2140646 | Suzlon North America |  | WTGs |  |  | 51045847 |  |  | Suzlon |  | 0
SUZLN-PRT-01275 | PLATE M2140647 | Suzlon North America |  | WTGs |  |  | 51045848 |  |  | Suzlon |  | 0
SUZLN-PRT-01276 | DISTANCE BUSH M2940994 | Suzlon North America |  | WTGs |  |  | 51045854 |  |  | Suzlon |  | 0
SUZLN-PRT-01277 | SUSPENDING ARM FRONT M411.0267 | Suzlon North America |  | WTGs |  |  | 51045979 |  |  | Suzlon |  | 0
SUZLN-PRT-01278 | SUSPENDING ARM BACK M411.0268 | Suzlon North America |  | WTGs |  |  | 51045980 |  |  | Suzlon |  | 0
SUZLN-PRT-01281 | CRC QD CONTACT CLEANER 16OZ AERO 03130 | Suzlon North America |  | WTGs |  |  | 51046096 |  |  | Suzlon |  | 0
SUZLN-PRT-01282 | FLANGE MOUNT CLIP SSF-CS1/2-H1/4 T&amp;B | Suzlon North America |  | WTGs |  |  | 51046098 |  |  | Suzlon |  | 0
SUZLN-PRT-01283 | ENCL PS 4226 TOP PLATE 4266295 RITTAL | Suzlon North America |  | WTGs |  |  | 51046128 |  |  | Suzlon |  | 0
SUZLN-PRT-01284 | ENCL PS 4224 TOP PLATE 4284295 RITTAL | Suzlon North America |  | WTGs |  |  | 51046129 |  |  | Suzlon |  | 0
SUZLN-PRT-01285 | ENCL PS 4224 SIDE WALL 4099008 RITTAL | Suzlon North America |  | WTGs |  |  | 51046130 |  |  | Suzlon |  | 0
SUZLN-PRT-01286 | ENCL PS REPLACEMENT DOOR 4625293 RITTAL | Suzlon North America |  | WTGs |  |  | 51046131 |  |  | Suzlon |  | 0
SUZLN-PRT-01287 | LAMINA PACK (712205290004) | Suzlon North America |  | WTGs |  |  | 51046291 |  |  | Suzlon |  | 0
SUZLN-PRT-01288 | BASE 24VDC 16A 250VAC RPZF2 SCHNEIDER | Suzlon North America |  | WTGs |  |  | 51046319 |  |  | Suzlon |  | 0
SUZLN-PRT-01289 | RELAY 24VDC 15A 250V RPM22BD SCHNEIDER | Suzlon North America |  | WTGs |  |  | 51046320 |  |  | Suzlon |  | 0
SUZLN-PRT-01290 | ENCODER AVS36M-03YK9AYB6-0012-P&amp;F | Suzlon North America |  | WTGs |  |  | 51046323 |  |  | Suzlon |  | 0
SUZLN-PRT-01291 | FREQ CONV CDE 54.044D+CAN-18101019LUST | Suzlon North America |  | WTGs |  |  | 51046517 |  |  | Suzlon |  | 0
SUZLN-PRT-01293 | PLUG CONNECTOR TBUS 1.04.0073.00000IXXAT | Suzlon North America |  | WTGs |  |  | 51046677 |  |  | Suzlon |  | 0
SUZLN-PRT-01294 | SOCKET M78X2-G2,3148884 | Suzlon North America |  | WTGs |  |  | 51046681 |  |  | Suzlon |  | 0
SUZLN-PRT-01295 | PIVOT THREADED PIPEANGLE RSWS8SR-WD34015 | Suzlon North America |  | WTGs |  |  | 51046758 |  |  | Suzlon |  | 0
SUZLN-PRT-01296 | SCREW CONNECTION S-XGE 10-LR 1/4&quot;-34016 | Suzlon North America |  | WTGs |  |  | 51046760 |  |  | Suzlon |  | 0
SUZLN-PRT-01297 | SEAL OL-1/4- 34017 | Suzlon North America |  | WTGs |  |  | 51046761 |  |  | Suzlon |  | 0
SUZLN-PRT-01298 | LONG BARREL CU SPLICE 4/0AWG 54812 T&amp;B | Suzlon North America |  | WTGs |  |  | 51046818 |  |  | Suzlon |  | 0
SUZLN-PRT-01299 | LOCK NUT ISO 7040-M16-A2-70 | Suzlon North America |  | WTGs |  |  | 51046896 |  |  | Suzlon |  | 0
SUZLN-PRT-01300 | NONFUSIBLE DISCO 2P30A Q0200TR SCHNEIDER | Suzlon North America |  | WTGs |  |  | 51047034 |  |  | Suzlon |  | 0
SUZLN-PRT-01301 | CABLE 7C14 AWG (6BLK, 1GRN) MC PVC JCKT | Suzlon North America |  | WTGs |  |  | 51047035 |  |  | Suzlon |  | 0
SUZLN-PRT-01302 | REDUCING WASHER 1-1/4&quot; TO 1/2&quot; 3706 T&amp;B | Suzlon North America |  | WTGs |  |  | 51047036 |  |  | Suzlon |  | 0
SUZLN-PRT-01303 | CABLE GLAND CC-NPT34-B T&amp;B | Suzlon North America |  | WTGs |  |  | 51047037 |  |  | Suzlon |  | 0
SUZLN-PRT-01304 | CABLE GLAND LOCKNUT LN502 T&amp;B | Suzlon North America |  | WTGs |  |  | 51047038 |  |  | Suzlon |  | 0
SUZLN-PRT-01305 | CONDUIT HOLDER DIA6MM SILVYN55506945 BLK | Suzlon North America |  | WTGs |  |  | 51047045 |  |  | Suzlon |  | 0
SUZLN-PRT-01306 | RELAY-SOLID STATE E3 PLUS 193-EC2 BB | Suzlon North America |  | WTGs |  |  | 51047098 |  |  | Suzlon |  | 0
SUZLN-PRT-01307 | DIN RAIL ADAPTOR FOR E3 PLUS 193-ECPM1 | Suzlon North America |  | WTGs |  |  | 51047099 |  |  | Suzlon |  | 0
SUZLN-PRT-01308 | WIRE 16AWG 1015 16 VIOLET CONCAB | Suzlon North America |  | WTGs |  |  | 51047217 |  |  | Suzlon |  | 0
SUZLN-PRT-01309 | WIRE 18AWG 1015 18 VIOLET CONCAB | Suzlon North America |  | WTGs |  |  | 51047218 |  |  | Suzlon |  | 0
SUZLN-PRT-01310 | WIRE 16AWG 1015 16 VIOLET/WHT CONCAB | Suzlon North America |  | WTGs |  |  | 51047219 |  |  | Suzlon |  | 0
SUZLN-PRT-01311 | HARDWARE KIT FOR TCI 258 | Suzlon North America |  | WTGs |  |  | 51047220 |  |  | Suzlon |  | 0
SUZLN-PRT-01312 | LUG 600KCMIL 5/8&quot; STUD LONG BRL 54920BE | Suzlon North America |  | WTGs |  |  | 51047235 |  |  | Suzlon |  | 0
SUZLN-PRT-01313 | SPLICE LONG BARREL 600KCMIL 54820 T&amp;B | Suzlon North America |  | WTGs |  |  | 51047236 |  |  | Suzlon |  | 0
SUZLN-PRT-01314 | LIMIT SWITCH FOR S/R POWER BRUSH &#160;&#160;&#160;&#160;&#160; | Suzlon North America |  | WTGs |  |  | 51047429 |  |  | Suzlon |  | 0
SUZLN-PRT-01315 | PU SEALENT PU25-BOSS ACCUMETRIC | Suzlon North America |  | WTGs |  |  | 51047487 |  |  | Suzlon |  | 0
SUZLN-PRT-01316 | TERMINAL BOARD BON 715080014 | Suzlon North America |  | WTGs |  |  | 51047573 |  |  | Suzlon |  | 0
SUZLN-PRT-01317 | MCB 20A 3P 10KA C60ND 24541 SCHNEIDER | Suzlon North America |  | WTGs |  |  | 51047850 |  |  | Suzlon |  | 0
SUZLN-PRT-01318 | CONDUIT CLAMP 1/2&quot; CD0B ERICO | Suzlon North America |  | WTGs |  |  | 51047859 |  |  | Suzlon |  | 0
SUZLN-PRT-01319 | CONDUIT CLAMP 1-1/4&quot; CD3B ERICO | Suzlon North America |  | WTGs |  |  | 51047860 |  |  | Suzlon |  | 0
SUZLN-PRT-01320 | FITTING, ALUMINUM 1/2&quot; HUB ST050-465 T&amp;B | Suzlon North America |  | WTGs |  |  | 51047861 |  |  | Suzlon |  | 0
SUZLN-PRT-01321 | HARDWARE KIT FOR EI 100 (5,8,10,12-19) | Suzlon North America |  | WTGs |  |  | 51047864 |  |  | Suzlon |  | 0
SUZLN-PRT-01322 | C CLAMP-BN100/ (BN112 STV) BON 616900003 | Suzlon North America |  | WTGs |  |  | 51047974 |  |  | Suzlon |  | 0
SUZLN-PRT-01323 | CONTAM RTNR RF950/1300HC 01204141 HYDAC | Suzlon North America |  | WTGs |  |  | 51048177 |  |  | Suzlon |  | 0
SUZLN-PRT-01324 | BRAKE RESISTOR RXZ-065-24K ART.00372 IDS | Suzlon North America |  | WTGs |  |  | 51048350 |  |  | Suzlon |  | 0
SUZLN-PRT-01325 | GREASE RETINAX-HD2 SHELL | Suzlon North America |  | WTGs |  |  | 51048380 |  |  | Suzlon |  | 0
SUZLN-PRT-01327 | HARDWARE KIT MECH TCI222(WI#14,15,23-25) | Suzlon North America |  | WTGs |  |  | 51048397 |  |  | Suzlon |  | 0
SUZLN-PRT-01329 | THREADED PLUG BOTTOM M314.0167 | Suzlon North America |  | WTGs |  |  | 51048639 |  |  | Suzlon |  | 0
SUZLN-PRT-01330 | ETHERNET SWITCH 5 PORT 1005TX NTRON | Suzlon North America |  | WTGs |  |  | 51048853 |  |  | Suzlon |  | 0
SUZLN-PRT-01331 | METAL MOUNT CLIP 7000-UTA89 NTRON | Suzlon North America |  | WTGs |  |  | 51048854 |  |  | Suzlon |  | 0
SUZLN-PRT-01332 | ETHERNET SWITCH 7014FX2-ST NTRON | Suzlon North America |  | WTGs |  |  | 51048855 |  |  | Suzlon |  | 0
SUZLN-PRT-01333 | ETHERNET SWITCH 7014FXE2-ST-15 NTRON | Suzlon North America |  | WTGs |  |  | 51048856 |  |  | Suzlon |  | 0
SUZLN-PRT-01334 | BACKPLANE &amp; CHASSIS 9000BP NTRON | Suzlon North America |  | WTGs |  |  | 51048857 |  |  | Suzlon |  | 0
SUZLN-PRT-01335 | CPU MODULE 9000CPU NTRON | Suzlon North America |  | WTGs |  |  | 51048858 |  |  | Suzlon |  | 0
SUZLN-PRT-01336 | BLANK FILLER PANEL 9000B-FP NTRON | Suzlon North America |  | WTGs |  |  | 51048859 |  |  | Suzlon |  | 0
SUZLN-PRT-01337 | RACKMOUNT KIT 900-RM 19&quot; NTRON | Suzlon North America |  | WTGs |  |  | 51048860 |  |  | Suzlon |  | 0
SUZLN-PRT-01338 | MODULE W/2 PORTS 9002FX-ST NTRON | Suzlon North America |  | WTGs |  |  | 51048861 |  |  | Suzlon |  | 0
SUZLN-PRT-01339 | MODULE W/2 PORTS 9002FX-SC NTRON | Suzlon North America |  | WTGs |  |  | 51048862 |  |  | Suzlon |  | 0
SUZLN-PRT-01340 | MODULE W/2 PORTS 9002FXE-ST-15 NTRON | Suzlon North America |  | WTGs |  |  | 51048863 |  |  | Suzlon |  | 0
SUZLN-PRT-01341 | MODULE W/2 PORTS 9002FXE-SC-15 NTRON | Suzlon North America |  | WTGs |  |  | 51048864 |  |  | Suzlon |  | 0
SUZLN-PRT-01342 | MODULE W/4 PORTS 9004FX-ST NTRON | Suzlon North America |  | WTGs |  |  | 51048865 |  |  | Suzlon |  | 0
SUZLN-PRT-01343 | MODULE W/4 PORTS 9004FX-SC NTRON | Suzlon North America |  | WTGs |  |  | 51048866 |  |  | Suzlon |  | 0
SUZLN-PRT-01344 | MODULE W/4 PORTS 9004FXE-ST-15 NTRON | Suzlon North America |  | WTGs |  |  | 51048867 |  |  | Suzlon |  | 0
SUZLN-PRT-01345 | MODULE W/4 PORTS 9004FXE-SC-15 NTRON | Suzlon North America |  | WTGs |  |  | 51048868 |  |  | Suzlon |  | 0
SUZLN-PRT-01346 | MODULE W/6 PORTS 9006TX NTRON | Suzlon North America |  | WTGs |  |  | 51048869 |  |  | Suzlon |  | 0
SUZLN-PRT-01347 | PATCH CABLE ST-ST MM 2ZR6AA-1FT NTRON | Suzlon North America |  | WTGs |  |  | 51048870 |  |  | Suzlon |  | 0
SUZLN-PRT-01348 | PATCH CABLE ST-ST MM 2ZR6AA-6 FT NTRON | Suzlon North America |  | WTGs |  |  | 51048871 |  |  | Suzlon |  | 0
SUZLN-PRT-01349 | PATCH CABLE ST-ST MM 2ZR6AA-15 FT NTRON | Suzlon North America |  | WTGs |  |  | 51048872 |  |  | Suzlon |  | 0
SUZLN-PRT-01350 | PATCH CABLE ST-SC MM 2ZR6AB-1 FT NTRON | Suzlon North America |  | WTGs |  |  | 51048873 |  |  | Suzlon |  | 0
SUZLN-PRT-01351 | PATCH CABLE ST-SC MM 2ZR6AB-6 FT NTRON | Suzlon North America |  | WTGs |  |  | 51048874 |  |  | Suzlon |  | 0
SUZLN-PRT-01352 | PATCH CABLE ST-SC MM 2ZR6AB-15 FT NTRON | Suzlon North America |  | WTGs |  |  | 51048875 |  |  | Suzlon |  | 0
SUZLN-PRT-01353 | PATCH CABLE SC-SC MM 2ZR6BB-1 FT NTRON | Suzlon North America |  | WTGs |  |  | 51048876 |  |  | Suzlon |  | 0
SUZLN-PRT-01354 | PATCH CABLE SC-SC MM 2ZR6BB-6 FT NTRON | Suzlon North America |  | WTGs |  |  | 51048877 |  |  | Suzlon |  | 0
SUZLN-PRT-01355 | PATCH CABLE SC-SC MM 2ZR6BB-15 FT NTRON | Suzlon North America |  | WTGs |  |  | 51048878 |  |  | Suzlon |  | 0
SUZLN-PRT-01356 | PATCH CABLE ST-ST SM 2ZR8AA-1 FT NTRON | Suzlon North America |  | WTGs |  |  | 51048879 |  |  | Suzlon |  | 0
SUZLN-PRT-01357 | PATCH CABLE ST-ST SM 2ZR8AA-6 FT NTRON | Suzlon North America |  | WTGs |  |  | 51048880 |  |  | Suzlon |  | 0
SUZLN-PRT-01358 | PATCH CABLE ST-ST SM 2ZR8AA-15 FT NTRON | Suzlon North America |  | WTGs |  |  | 51048881 |  |  | Suzlon |  | 0
SUZLN-PRT-01359 | PATCH CABLE ST-SC SM 2ZR8AB-1 FT NTRON | Suzlon North America |  | WTGs |  |  | 51048882 |  |  | Suzlon |  | 0
SUZLN-PRT-01360 | PATCH CABLE ST-SC SM 2ZR8AB-6 FT NTRON | Suzlon North America |  | WTGs |  |  | 51048883 |  |  | Suzlon |  | 0
SUZLN-PRT-01361 | PATCH CABLE ST-SC SM 2ZR8AB-15 FT NTRON | Suzlon North America |  | WTGs |  |  | 51048884 |  |  | Suzlon |  | 0
SUZLN-PRT-01362 | PATCH CABLE SC-SC SM 2ZR8BB-1 FT NTRON | Suzlon North America |  | WTGs |  |  | 51048885 |  |  | Suzlon |  | 0
SUZLN-PRT-01363 | PATCH CABLE SC-SC SM 2ZR8BB-6 FT NTRON | Suzlon North America |  | WTGs |  |  | 51048886 |  |  | Suzlon |  | 0
SUZLN-PRT-01364 | PATCH CABLE SC-SC SM 2ZR8BB-15 FT NTRON | Suzlon North America |  | WTGs |  |  | 51048887 |  |  | Suzlon |  | 0
SUZLN-PRT-01365 | WASHER BIG 11X75X3 S235J0 HDG | Suzlon North America |  | WTGs |  |  | 51049440 |  |  | Suzlon |  | 0
SUZLN-PRT-01366 | BLADE LID BOLT W/LOCKING PLATE S88US5825 | Suzlon North America |  | WTGs |  |  | 51049444 |  |  | Suzlon |  | 0
SUZLN-PRT-01367 | MICRO SW YAW DC1CM5AA 714755030 BONFIG | Suzlon North America |  | WTGs |  |  | 51049885 |  |  | Suzlon |  | 0
SUZLN-PRT-01368 | VARISTOR SUPPR 110-250VAC XTMCXVSB EATON | Suzlon North America |  | WTGs |  |  | 51050027 |  |  | Suzlon |  | 0
SUZLN-PRT-01369 | FAN WISTRO BG63-160 S88 PITCH MOTOR PRTO | Suzlon North America |  | WTGs |  |  | 51050052 |  |  | Suzlon |  | 0
SUZLN-PRT-01370 | INCR ENCODER RHI503 521661-23LEINE&amp;LINDE | Suzlon North America |  | WTGs |  |  | 51050095 |  |  | Suzlon |  | 0
SUZLN-PRT-01371 | BEARING BOX 63 12MM 597825-03LEINE&amp;LINDE | Suzlon North America |  | WTGs |  |  | 51050096 |  |  | Suzlon |  | 0
SUZLN-PRT-01372 | SEAL,NONVULCANIZED58300.92,9537DI6809IMO | Suzlon North America |  | WTGs |  |  | 51050367 |  |  | Suzlon |  | 0
SUZLN-PRT-01373 | SEAL,NONVULCANIZED58300.93,9416DI6756IMO | Suzlon North America |  | WTGs |  |  | 51050368 |  |  | Suzlon |  | 0
SUZLN-PRT-01374 | SEAL,NONVULCANIZED58300.97,7916DI6819IMO | Suzlon North America |  | WTGs |  |  | 51050369 |  |  | Suzlon |  | 0
SUZLN-PRT-01375 | INNER SEAL-F-561768-0481 S88-II/S9X SCLR | Suzlon North America |  | WTGs |  |  | 51050378 |  |  | Suzlon |  | 0
SUZLN-PRT-01376 | OUTER SEAL-F-561768-0471 S88-II/S9X SCLR | Suzlon North America |  | WTGs |  |  | 51050379 |  |  | Suzlon |  | 0
SUZLN-PRT-01377 | LOCKING BAR ROLLER TYPE 209203 RITTAL | Suzlon North America |  | WTGs |  |  | 51050977 |  |  | Suzlon |  | 0
SUZLN-PRT-01378 | LOCKING BAR GLIDE PIECE 208522 RITTAL | Suzlon North America |  | WTGs |  |  | 51050978 |  |  | Suzlon |  | 0
SUZLN-PRT-01379 | FLUROSCENT LAMP 26W PN 38334-9 PHILIPS | Suzlon North America |  | WTGs |  |  | 51050979 |  |  | Suzlon |  | 0
SUZLN-PRT-01380 | HEX SCREW M20x90 10.9 004105200909 KTR | Suzlon North America |  | WTGs |  |  | 51051310 |  |  | Suzlon |  | 0
SUZLN-PRT-01381 | WASHER B20 GEOMET321 004845200009 KTR | Suzlon North America |  | WTGs |  |  | 51051311 |  |  | Suzlon |  | 0
SUZLN-PRT-01383 | FI S/W 25A 4P 30MA 60989 SCHNEIDER | Suzlon North America |  | WTGs |  |  | 51051873 |  |  | Suzlon |  | 0
SUZLN-PRT-01384 | SS DISK (IP55) 713091003 BONFIGLIOLI | Suzlon North America |  | WTGs |  |  | 51051910 |  |  | Suzlon |  | 0
SUZLN-PRT-01385 | BEARING 30X62X16 6206 2RS BON 712749020 | Suzlon North America |  | WTGs |  |  | 51051952 |  |  | Suzlon |  | 0
SUZLN-PRT-01386 | LOCKING NOSE 207359 RITTAL | Suzlon North America |  | WTGs |  |  | 51051963 |  |  | Suzlon |  | 0
SUZLN-PRT-01388 | REDUCTION ASSEMBLY 1:4.40 BON2T235347920 | Suzlon North America |  | WTGs |  |  | 51052214 |  |  | Suzlon |  | 0
SUZLN-PRT-01389 | RINGDAMPER ELASTOMETALL-TPI368 M411.0284 | Suzlon North America |  | WTGs |  |  | 51052621 |  |  | Suzlon |  | 0
SUZLN-PRT-01390 | ENCODER 50PPR DYNAPAR HSD380050AX7902 | Suzlon North America |  | WTGs |  |  | 51052900 |  |  | Suzlon |  | 0
SUZLN-PRT-01391 | LOCK PLATE M314.0213-01 | Suzlon North America |  | WTGs |  |  | 51052945 |  |  | Suzlon |  | 0
SUZLN-PRT-01392 | LIFTING EYE BACKING PLATE S88US5827 | Suzlon North America |  | WTGs |  |  | 51054603 |  |  | Suzlon |  | 0
SUZLN-PRT-01393 | GEARBOX SET DC WIND10 500 600V/60HZ | Suzlon North America |  | WTGs |  |  | 51054735 |  |  | Suzlon |  | 0
SUZLN-PRT-01394 | RESOLVER SHAFT ADAPTER S88US5319 EI117 | Suzlon North America |  | WTGs |  |  | 51054782 |  |  | Suzlon |  | 0
SUZLN-PRT-01396 | RESOLVER TOP BRACKET S88US5317 | Suzlon North America |  | WTGs |  |  | 51054784 |  |  | Suzlon |  | 0
SUZLN-PRT-01398 | KTR COUPLING - S88/S9X RADEX N220-S L 60HZ | Suzlon North America |  | WTGs |  |  | 51055464 |  |  | Suzlon |  | 0
SUZLN-PRT-01399 | BRACKET FOR SENSOR SK10.07.622-00 | Suzlon North America |  | WTGs |  |  | 51056593 |  |  | Suzlon |  | 0
SUZLN-PRT-01400 | LONG BARREL CU SPLICE 500KCMIL 54818 T&amp;B | Suzlon North America |  | WTGs |  |  | 51057414 |  |  | Suzlon |  | 0
SUZLN-PRT-01401 | LUG 500KCMIL 5/8&quot; LONG BRL 54919BE T&amp;B | Suzlon North America |  | WTGs |  |  | 51057416 |  |  | Suzlon |  | 0
SUZLN-PRT-01402 | CABLE 3C1.5MM2 WINDFLEX GLOBAL DRAKA | Suzlon North America |  | WTGs |  |  | 51057462 |  |  | Suzlon |  | 0
SUZLN-PRT-01403 | FERRULE INS 18AWG (1MM2) F2030 T&amp;B | Suzlon North America |  | WTGs |  |  | 51057463 |  |  | Suzlon |  | 0
SUZLN-PRT-01404 | FERRULE INS 16AWG (1.5MM2) F2033 T&amp;B | Suzlon North America |  | WTGs |  |  | 51057464 |  |  | Suzlon |  | 0
SUZLN-PRT-01405 | FERRULE INS 14AWG (2.5MM2) F2036 T&amp;B | Suzlon North America |  | WTGs |  |  | 51057465 |  |  | Suzlon |  | 0
SUZLN-PRT-01406 | FERRULE INS 12AWG (4MM2) F2039 T&amp;B | Suzlon North America |  | WTGs |  |  | 51057466 |  |  | Suzlon |  | 0
SUZLN-PRT-01407 | FERRULE INS 10AWG (6MM2) F2041 T&amp;B | Suzlon North America |  | WTGs |  |  | 51057467 |  |  | Suzlon |  | 0
SUZLN-PRT-01408 | FERRULE INS 8AWG (10MM2) F2043 T&amp;B | Suzlon North America |  | WTGs |  |  | 51057468 |  |  | Suzlon |  | 0
SUZLN-PRT-01409 | LUG 1/0 AWG 1/2&quot; LONG BRL 54950BE T&amp;B | Suzlon North America |  | WTGs |  |  | 51057469 |  |  | Suzlon |  | 0
SUZLN-PRT-01410 | LUG 300KCMIL 1/2&quot; LONG BRL 54914BE T&amp;B | Suzlon North America |  | WTGs |  |  | 51057470 |  |  | Suzlon |  | 0
SUZLN-PRT-01411 | LUG 350KCMIL 1/2&quot; LONG BRL 54915BE T&amp;B | Suzlon North America |  | WTGs |  |  | 51057471 |  |  | Suzlon |  | 0
SUZLN-PRT-01412 | HEAT SHRINK TUBE HS6-1 x 4&quot; T&amp;B | Suzlon North America |  | WTGs |  |  | 51057472 |  |  | Suzlon |  | 0
SUZLN-PRT-01413 | HEAT SHRINK TUBE HS40-400 x 4&quot; T&amp;B | Suzlon North America |  | WTGs |  |  | 51057473 |  |  | Suzlon |  | 0
SUZLN-PRT-01414 | HEAT SHRINK TUBE HS6-1 x 2&quot; T&amp;B | Suzlon North America |  | WTGs |  |  | 51057474 |  |  | Suzlon |  | 0
SUZLN-PRT-01415 | HEAT SHRINK TUBE HS4-30 x 2&quot; T&amp;B | Suzlon North America |  | WTGs |  |  | 51057475 |  |  | Suzlon |  | 0
SUZLN-PRT-01416 | HEAT SHRINK TUBE HS4-30 x 4&quot; T&amp;B | Suzlon North America |  | WTGs |  |  | 51057476 |  |  | Suzlon |  | 0
SUZLN-PRT-01417 | CABLE 1x240MM2 1000V UL WINDFLEX DRAKA | Suzlon North America |  | WTGs |  |  | 51057477 |  |  | Suzlon |  | 0
SUZLN-PRT-01418 | CABLE 1x185MM2 1000V UL WINDFLEX DRAKA | Suzlon North America |  | WTGs |  |  | 51057478 |  |  | Suzlon |  | 0
SUZLN-PRT-01419 | CABLE 5C2.5MM2 WINDFLEX GLOBAL DRAKA | Suzlon North America |  | WTGs |  |  | 51057479 |  |  | Suzlon |  | 0
SUZLN-PRT-01420 | CABLE 4C10MM2 WINDFLEX GLOBAL DRAKA | Suzlon North America |  | WTGs |  |  | 51057480 |  |  | Suzlon |  | 0
SUZLN-PRT-01421 | CABLE 1x50MM2 2000V UL TOWERFLEX DRAKA | Suzlon North America |  | WTGs |  |  | 51057481 |  |  | Suzlon |  | 0
SUZLN-PRT-01422 | CABLE 1x150MM2 2000V UL TOWERFLEX DRAKA | Suzlon North America |  | WTGs |  |  | 51057482 |  |  | Suzlon |  | 0
SUZLN-PRT-01423 | CABLE 1x240MM2 2000V UL TOWERFLEX DRAKA | Suzlon North America |  | WTGs |  |  | 51057483 |  |  | Suzlon |  | 0
SUZLN-PRT-01424 | CABLE 12C1.5MM2 WINDFLEX GLOBAL DRAKA | Suzlon North America |  | WTGs |  |  | 51057484 |  |  | Suzlon |  | 0
SUZLN-PRT-01425 | RUBBER BUSHING UB03_011_005_S8X | Suzlon North America |  | WTGs |  |  | 51057500 |  |  | Suzlon |  | 0
SUZLN-PRT-01426 | LUG 300KCMIL 5/8&quot; LONG BRL 54914BE10 T&amp;B | Suzlon North America |  | WTGs |  |  | 51059618 |  |  | Suzlon |  | 0
SUZLN-PRT-01427 | M1 CONTROLLER CTO 18328-00 BACHMANN | Suzlon North America |  | WTGs |  |  | 51060762 |  |  | Suzlon |  | 0
SUZLN-PRT-01428 | S88 YAW MOTOR-LEESON 117955.0 600VAC60HZ | Suzlon North America |  | WTGs |  |  | 51065860 |  |  | Suzlon |  | 0
SUZLN-PRT-01429 | GNTR JOURNAL SLEEVE 2.1MW-S88US600013-R0 | Suzlon North America |  | WTGs |  |  | 51066231 |  |  | Suzlon |  | 0
SUZLN-PRT-01430 | UPPER&#160; SEAL 25337104 S88 KAYDON | Suzlon North America |  | WTGs |  |  | 51066895 |  |  | Suzlon |  | 0
SUZLN-PRT-01431 | JA-SU 0123 | Suzlon North America |  | WTGs |  |  | 51067940 |  |  | Suzlon |  | 0
SUZLN-PRT-01432 | IBEX 100P (PORTABLE) 110VAC; 3-PRONG PLU | Suzlon North America |  | WTGs |  |  | 51067975 |  |  | Suzlon |  | 0
SUZLN-PRT-01433 | EASY CLIMB CONTROLLER ECC-05; IBEX 1000P | Suzlon North America |  | WTGs |  |  | 51067976 |  |  | Suzlon |  | 0
SUZLN-PRT-01434 | PUSH OUT GUIDE ROLLER KIT 704689-1; IBEX | Suzlon North America |  | WTGs |  |  | 51067977 |  |  | Suzlon |  | 0
SUZLN-PRT-01435 | IBEX 1000P PORTABLE CONTROL BOX 706700-1 | Suzlon North America |  | WTGs |  |  | 51067978 |  |  | Suzlon |  | 0
SUZLN-PRT-01436 | IBEX 1000P HARD WIRED POWER SUPPLY | Suzlon North America |  | WTGs |  |  | 51067979 |  |  | Suzlon |  | 0
SUZLN-PRT-01437 | Avanti 12mm Hauling Rope 130m; 46214003 | Suzlon North America |  | WTGs |  |  | 51068551 |  |  | Suzlon |  | 0
SUZLN-PRT-01438 | Avanti Motor UL Without Base; 46208006 | Suzlon North America |  | WTGs |  |  | 51068552 |  |  | Suzlon |  | 0
SUZLN-PRT-01439 | Avanti Control Box UL; 46209008 | Suzlon North America |  | WTGs |  |  | 51068553 |  |  | Suzlon |  | 0
SUZLN-PRT-01440 | Avanti Motor Pulling wheel; 46299002 | Suzlon North America |  | WTGs |  |  | 51068554 |  |  | Suzlon |  | 0
SUZLN-PRT-01441 | BALL BEARING INSOCOAT 6332MC3VL2076 SKF | Suzlon North America |  | WTGs |  |  | 51068585 |  |  | Suzlon |  | 0
SUZLN-PRT-01442 | BALL BEARING INSOCOAT 6328MC3VL2076 SKF | Suzlon North America |  | WTGs |  |  | 51068586 |  |  | Suzlon |  | 0
SUZLN-PRT-01443 | DOOR LOCK COMPONENT FOR TS8 8800.040 RIT | Suzlon North America |  | WTGs |  |  | 51068998 |  |  | Suzlon |  | 0
SUZLN-PRT-01444 | GREASE BTL 750MLSPENTINDIANA S88US580050 | Suzlon North America |  | WTGs |  |  | 51070269 |  |  | Suzlon |  | 0
SUZLN-PRT-01445 | NACELE FAN-FN063-4DQ.6NA7P6 600V 60HZ ZA | Suzlon North America |  | WTGs |  |  | 51071230 |  |  | Suzlon |  | 0
SUZLN-PRT-01446 | M1 CONTROLLER CBO STV 18327-00 BACHMANN | Suzlon North America |  | WTGs | [5 empty] | Suzlon |  | 0
GAMSA-PRT-0465 | FA GEN. CANT 5 ASYN 2MW 0.95 LT 60HZ 1P | Gamesa Wind US LLC | Patton | WTGs | Each | 0 | GP036074 | 469860 |  | Gamesa |  | 0
KRAYN-BOP-PRT-0500 | 600A-200A 35kV, LOADBREAK ELBOW TAP PLUG (FootBall) | Registration Electric Supply | Highland 1 | PMTs | Each | 262 | 750ETP |  |  | EverPower | Thomas &amp; Betts | 1
KRAYN-BOP-PRT-550 | AI 16 -18 BU (ferrules) | Grant Industrial Controls, INC. | Highland 1 | PMTs | Each | 0.61 | 3200629 |  |  | EverPower | Phoenix Contact | 200
KRAYN-BOP-PRT-551 | Din Rails cut at 17.5cm, 35mm Width; 7.5mm Height | Grant Industrial Controls, INC. | Highland 1 | PMTs | Each | 5 | 0801733-17.5 CM |  |  | EverPower | Phoenix Contact | 27
KRAYN-BOP-PRT-552 | E/NS 35 N (Din Rail End Caps) | Grant Industrial Controls, INC. | Highland 1 | PMTs | Each | 0.92 | 800886 |  |  | EverPower | Phoenix Contact | 55
KRAYN-BOP-PRT-553 | HOOK UP WIRE X07V2-K UL/CSA/CE | Grant Industrial Controls, INC. | Highland 1 | PMTs | Each | 1.65 | A60601 |  |  | EverPower | Phoenix Contact | 260
Krayn-BOP-PRT-555 | 40H 1-250MCM 16-120 (Split Bolts) | Scott Electric | Highland 1 | PMTs | Each | 7.32 | 32-10 |  |  | EverPower | Burndy | 31
KRAYN-BOP-PRT-556 | BDY YA6CN #6 CRIMP LUG WITH 1/2 STUD | Scott Electric | Highland 1 | PMTs | Each | 6.6 | 578190 |  |  | EverPower | Burndy | 83
KRAYN-BOP-PRT-557 | Anderson Metals Brass Threaded Pipe Fitting, Hex Bushing, 1" Male x 1/4" Female | Amazon | Highland 1 | PMTs | Each | 8.95 |  |  |  | EverPower |  | 31
KRAYN-BOP-PRT-558 | Anderson Metals 56121 Brass Pipe Fitting, Cored Hex Head Plug, 1/4" NPT Male Pipe | Amazon | Highland 1 | PMTs | Each | 4.84 |  |  |  | EverPower |  | 32
KRAYN-BOP-PRT-559 | Anderson Metals Brass Threaded Pipe Fitting, Hex Bushing, 2" Male x 1 " Female | Amazon | Highland 1 | PMTs | Each | 14.18 |  |  |  | EverPower |  | 1